## Objects
class | name | category | description
Region | 1
Zone | 1
Node | 101 | 1
Generator | 101_1 | Oil/CT
Line | 101_102_1 | AC_1
Line | 101_103_1 | AC_1
Line | 101_105_1 | AC_1
Generator | 101_2 | Oil/CT
Generator | 101_3 | Coal/Steam
Generator | 101_4 | Coal/Steam
Generator | 101_pv | PV
Generator | 101_pv_2 | PV
Generator | 101_pv_3 | PV
Generator | 101_pv_4 | PV
Node | 102 | 1
Generator | 102_1 | Oil/CT
Line | 102_104_1 | AC_1
Line | 102_106_1 | AC_1
Generator | 102_2 | Oil/CT
Generator | 102_3 | Coal/Steam
Generator | 102_4 | Coal/Steam
Generator | 102_pv | PV
Generator | 102_pv_2 | PV
Node | 103 | 1
Line | 103_109_1 | AC_1
Line | 103_124_1 | AC_1
Generator | 103_pv | PV
Node | 104 | 1
Line | 104_109_1 | AC_1
Generator | 104_csp | CSP
Generator | 104_pv | PV
Node | 105 | 1
Line | 105_110_1 | AC_1
Node | 106 | 1
Line | 106_110_1 | AC_1
Node | 107 | 1
Generator | 107_1 | NG/CC
Line | 107_108_1 | AC_1
Line | 107_203_1 | Interstate_AC
Node | 108 | 1
Line | 108_109_1 | AC_1
Line | 108_110_1 | AC_1
Node | 109 | 1
Line | 109_111_1 | AC_1
Line | 109_112_1 | AC_1
Node | 110 | 1
Line | 110_111_1 | AC_1
Line | 110_112_1 | AC_1
Node | 111 | 1
Line | 111_113_1 | AC_1
Line | 111_114_1 | AC_1
Node | 112 | 1
Line | 112_113_1 | AC_1
Line | 112_123_1 | AC_1
Node | 113 | 1
Generator | 113_1 | NG/CT
Line | 113_123_1 | AC_1
Generator | 113_2 | NG/CT
Line | 113_215_1 | Interstate_AC
Generator | 113_3 | NG/CT
Line | 113_316_1 | Interstate_DC
Generator | 113_4 | NG/CT
Generator | 113_pv | PV
Node | 114 | 1
Generator | 114_1 | SynchCond
Line | 114_116_1 | AC_1
Node | 115 | 1
Generator | 115_1 | Oil/Steam
Line | 115_116_1 | AC_1
Line | 115_121_1 | AC_1
Line | 115_121_2 | AC_1
Line | 115_124_1 | AC_1
Generator | 115_2 | Oil/Steam
Generator | 115_3 | Coal/Steam
Node | 116 | 1
Generator | 116_1 | Coal/Steam
Line | 116_117_1 | AC_1
Line | 116_119_1 | AC_1
Node | 117 | 1
Line | 117_118_1 | AC_1
Line | 117_122_1 | AC_1
Node | 118 | 1
Generator | 118_1 | NG/CC
Line | 118_121_1 | AC_1
Line | 118_121_2 | AC_1
Generator | 118_rtpv | RTPV
Generator | 118_rtpv_10 | RTPV
Generator | 118_rtpv_2 | RTPV
Generator | 118_rtpv_3 | RTPV
Generator | 118_rtpv_4 | RTPV
Generator | 118_rtpv_5 | RTPV
Generator | 118_rtpv_6 | RTPV
Generator | 118_rtpv_7 | RTPV
Generator | 118_rtpv_8 | RTPV
Generator | 118_rtpv_9 | RTPV
Node | 119 | 1
Line | 119_120_1 | AC_1
Line | 119_120_2 | AC_1
Generator | 119_pv | PV
Node | 120 | 1
Line | 120_123_1 | AC_1
Line | 120_123_2 | AC_1
Node | 121 | 1
Generator | 121_1 | Nuclear
Line | 121_122_1 | AC_1
Node | 122 | 1
Generator | 122_1 | Hydro
Generator | 122_2 | Hydro
Generator | 122_3 | Hydro
Generator | 122_4 | Hydro
Generator | 122_5 | Hydro
Generator | 122_6 | Hydro
Generator | 122_wind | Wind
Node | 123 | 1
Generator | 123_1 | NG/CT
Generator | 123_2 | Coal/Steam
Line | 123_217_1 | Interstate_AC
Generator | 123_3 | Coal/Steam
Generator | 123_4 | NG/CT
Generator | 123_5 | NG/CT
Node | 124 | 1
Region | 2
Zone | 2
Node | 201 | 2
Generator | 201_1 | Oil/CT
Generator | 201_2 | Oil/CT
Line | 201_202_1 | AC_2
Line | 201_203_1 | AC_2
Line | 201_205_1 | AC_2
Generator | 201_3 | Coal/Steam
Generator | 201_4 | Hydro
Node | 202 | 2
Generator | 202_1 | Oil/CT
Generator | 202_2 | Oil/CT
Line | 202_204_1 | AC_2
Line | 202_206_1 | AC_2
Generator | 202_3 | Coal/Steam
Generator | 202_4 | Coal/Steam
Node | 203 | 2
Line | 203_209_1 | AC_2
Line | 203_224_1 | AC_2
Node | 204 | 2
Line | 204_209_1 | AC_2
Node | 205 | 2
Line | 205_210_1 | AC_2
Node | 206 | 2
Line | 206_210_1 | AC_2
Node | 207 | 2
Generator | 207_1 | NG/CT
Generator | 207_2 | NG/CT
Line | 207_208_1 | AC_2
Node | 208 | 2
Line | 208_209_1 | AC_2
Line | 208_210_1 | AC_2
Node | 209 | 2
Line | 209_211_1 | AC_2
Line | 209_212_1 | AC_2
Node | 210 | 2
Line | 210_211_1 | AC_2
Line | 210_212_1 | AC_2
Node | 211 | 2
Line | 211_213_1 | AC_2
Line | 211_214_1 | AC_2
Node | 212 | 2
Line | 212_213_1 | AC_2
Line | 212_223_1 | AC_2
Node | 213 | 2
Generator | 213_1 | NG/CT
Generator | 213_2 | NG/CT
Line | 213_223_1 | AC_2
Generator | 213_3 | NG/CC
Generator | 213_rtpv | RTPV
Node | 214 | 2
Generator | 214_1 | SynchCond
Line | 214_216_1 | AC_2
Node | 215 | 2
Generator | 215_1 | Hydro
Generator | 215_2 | Hydro
Line | 215_216_1 | AC_2
Line | 215_221_1 | AC_2
Line | 215_221_2 | AC_2
Line | 215_224_1 | AC_2
Generator | 215_3 | Hydro
Generator | 215_4 | NG/CT
Generator | 215_5 | NG/CT
Generator | 215_pv | PV
Node | 216 | 2
Generator | 216_1 | Coal/Steam
Line | 216_217_1 | AC_2
Line | 216_219_1 | AC_2
Node | 217 | 2
Line | 217_218_1 | AC_2
Line | 217_222_1 | AC_2
Node | 218 | 2
Generator | 218_1 | NG/CC
Line | 218_221_1 | AC_2
Line | 218_221_2 | AC_2
Node | 219 | 2
Line | 219_220_1 | AC_2
Line | 219_220_2 | AC_2
Node | 220 | 2
Line | 220_223_1 | AC_2
Line | 220_223_2 | AC_2
Node | 221 | 2
Generator | 221_1 | NG/CC
Line | 221_222_1 | AC_2
Node | 222 | 2
Generator | 222_1 | Hydro
Generator | 222_2 | Hydro
Generator | 222_3 | Hydro
Generator | 222_4 | Hydro
Generator | 222_5 | Hydro
Generator | 222_6 | Hydro
Node | 223 | 2
Generator | 223_1 | Coal/Steam
Generator | 223_2 | Coal/Steam
Generator | 223_3 | Coal/Steam
Generator | 223_4 | NG/CT
Generator | 223_5 | NG/CT
Generator | 223_6 | NG/CT
Node | 224 | 2
Region | 3
Zone | 3
Node | 301 | 3
Generator | 301_1 | Oil/CT
Generator | 301_2 | Oil/CT
Generator | 301_3 | NG/CT
Line | 301_302_1 | AC_3
Line | 301_303_1 | AC_3
Line | 301_305_1 | AC_3
Generator | 301_4 | NG/CT
Node | 302 | 3
Generator | 302_1 | Oil/CT
Generator | 302_2 | Oil/CT
Generator | 302_3 | NG/CT
Line | 302_304_1 | AC_3
Line | 302_306_1 | AC_3
Generator | 302_4 | NG/CT
Node | 303 | 3
Line | 303_309_1 | AC_3
Line | 303_324_1 | AC_3
Generator | 303_wind | Wind
Node | 304 | 3
Line | 304_309_1 | AC_3
Node | 305 | 3
Line | 305_310_1 | AC_3
Node | 306 | 3
Line | 306_310_1 | AC_3
Node | 307 | 3
Generator | 307_1 | NG/CT
Generator | 307_2 | NG/CT
Line | 307_308_1 | AC_3
Node | 308 | 3
Line | 308_309_1 | AC_3
Line | 308_310_1 | AC_3
Generator | 308_rtpv | RTPV
Node | 309 | 3
Line | 309_311_1 | AC_3
Line | 309_312_1 | AC_3
Generator | 309_wind | Wind
Node | 310 | 3
Line | 310_311_1 | AC_3
Line | 310_312_1 | AC_3
Generator | 310_pv | PV
Generator | 310_pv_2 | PV
Node | 311 | 3
Line | 311_313_1 | AC_3
Line | 311_314_1 | AC_3
Node | 312 | 3
Line | 312_313_1 | AC_3
Line | 312_323_1 | AC_3
Generator | 312_pv | PV
Node | 313 | 3
Generator | 313_1 | NG/CC
Line | 313_323_1 | AC_3
Generator | 313_pv | PV
Generator | 313_pv_2 | PV
Generator | 313_rtpv | RTPV
Generator | 313_rtpv_10 | RTPV
Generator | 313_rtpv_11 | RTPV
Generator | 313_rtpv_12 | RTPV
Generator | 313_rtpv_13 | RTPV
Generator | 313_rtpv_2 | RTPV
Generator | 313_rtpv_3 | RTPV
Generator | 313_rtpv_4 | RTPV
Generator | 313_rtpv_5 | RTPV
Generator | 313_rtpv_6 | RTPV
Generator | 313_rtpv_7 | RTPV
Generator | 313_rtpv_8 | RTPV
Generator | 313_rtpv_9 | RTPV
Node | 314 | 3
Generator | 314_1 | SynchCond
Line | 314_316_1 | AC_3
Generator | 314_pv | PV
Generator | 314_pv_2 | PV
Generator | 314_pv_3 | PV
Generator | 314_pv_4 | PV
Node | 315 | 3
Generator | 315_1 | Oil/Steam
Generator | 315_2 | Oil/Steam
Generator | 315_3 | Oil/Steam
Line | 315_316_1 | AC_3
Line | 315_321_1 | AC_3
Line | 315_321_2 | AC_3
Line | 315_324_1 | AC_3
Generator | 315_4 | Oil/Steam
Generator | 315_5 | Oil/Steam
Generator | 315_6 | NG/CT
Generator | 315_7 | NG/CT
Generator | 315_8 | NG/CT
Node | 316 | 3
Generator | 316_1 | Coal/Steam
Line | 316_317_1 | AC_3
Line | 316_319_1 | AC_3
Node | 317 | 3
Line | 317_318_1 | AC_3
Line | 317_322_1 | AC_3
Generator | 317_wind | Wind
Node | 318 | 3
Generator | 318_1 | NG/CC
Line | 318_223_1 | Interstate_AC
Line | 318_321_1 | AC_3
Line | 318_321_2 | AC_3
Node | 319 | 3
Line | 319_320_1 | AC_3
Line | 319_320_2 | AC_3
Generator | 319_pv | PV
Node | 320 | 3
Line | 320_323_1 | AC_3
Line | 320_323_2 | AC_3
Generator | 320_pv | PV
Generator | 320_rtpv | RTPV
Generator | 320_rtpv_2 | RTPV
Generator | 320_rtpv_3 | RTPV
Generator | 320_rtpv_4 | RTPV
Generator | 320_rtpv_5 | RTPV
Generator | 320_rtpv_6 | RTPV
Node | 321 | 3
Generator | 321_1 | NG/CC
Line | 321_322_1 | AC_3
Node | 322 | 3
Generator | 322_1 | Hydro
Generator | 322_2 | Hydro
Generator | 322_3 | Hydro
Generator | 322_4 | Hydro
Generator | 322_5 | NG/CT
Generator | 322_6 | NG/CT
Node | 323 | 3
Generator | 323_1 | NG/CC
Generator | 323_2 | NG/CC
Line | 323_325_1 | AC_3
Node | 324 | 3
Generator | 324_pv | PV
Generator | 324_pv_2 | PV
Generator | 324_pv_3 | PV
Node | 325 | 3
Line | 325_121_1 | Interstate_AC
Scenario | Add CSP | Object properties
Scenario | Add Flex Reserves | Reserves
Scenario | Add Regulation Reserves | Reserves
Scenario | Add Spin Up | Reserves
Fuel | CSP
Scenario | CSP: DA | Object properties
Scenario | CSP: RT | Object properties
Storage | CSP_Storage_104_csp | CSP Storage
Fuel | Coal/Steam
Report | Default Report
Reserve | Flex Down
Reserve | Flex Up
Scenario | Gen Outages | Object properties
Fuel | Hydro
Scenario | Load: DA | Object properties
Scenario | Load: RT | Object properties
Fuel | NG/CC
Fuel | NG/CT
Scenario | No RTPV MinGen | Object properties
Fuel | Nuclear
Fuel | Oil/CT
Fuel | Oil/Steam
Fuel | PV
Data File | Pass Commit | Pass properties
Data File | Pass Fixed Load | Pass properties
Data File | Pass Units Out | Pass properties
Production | Production LP
Production | Production MIP
Production | Production RR
Horizon | Q1 DA
Model | Q1 DA
Horizon | Q1 Week1 DA
Model | Q1 Week1 DA
Horizon | Q1 Week1 RT
Model | Q1 Week1 RT
Horizon | Q2 DA
Model | Q2 DA
Horizon | Q2 Week1 DA
Model | Q2 Week1 DA
Horizon | Q2 Week1 RT
Model | Q2 Week1 RT
Horizon | Q3 DA
Model | Q3 DA
Horizon | Q3 Week1 DA
Model | Q3 Week1 DA
Horizon | Q3 Week1 RT
Model | Q3 Week1 RT
Horizon | Q4 DA
Model | Q4 DA
Horizon | Q4 Week1 DA
Model | Q4 Week1 DA
Horizon | Q4 Week1 RT
Model | Q4 Week1 RT
Scenario | RE: DA | Object properties
Scenario | RE: RT | Object properties
Scenario | RT Filepointers | Interleaved filepointers
Scenario | RT Run | Object properties
Fuel | RTPV
Reserve | Reg Down
Reserve | Reg Up
ST Schedule | ST Nodal
ST Schedule | ST Regional
Reserve | Spin Up
Fuel | SynchCond
Transmission | Tx - All lines
Transmission | Tx No lines
Fuel | Wind
Performance | Xpress-MP 0.1 MIP
Performance | Xpress-MP 0.5 MIP
Performance | Xpress-MP 1 MIP
Horizon | Year DA
Model | Year DA
Horizon | Year RT
Model | Year RT

## Categories
category_id | class | category | rank | class_id | name
| Data File | Pass properties | 1
| Generator | CSP | 1
| Generator | Coal/Steam | 2
| Generator | Hydro | 3
| Generator | NG/CC | 4
| Generator | NG/CT | 5
| Generator | Nuclear | 6
| Generator | Oil/CT | 7
| Generator | Oil/Steam | 8
| Generator | PV | 9
| Generator | RTPV | 10
| Generator | SynchCond | 11
| Generator | Wind | 12
| Line | AC_1 | 1
| Line | AC_2 | 2
| Line | AC_3 | 3
| Line | Interstate_AC | 4
| Line | Interstate_DC | 5
| Model |  | 1
| Node | 1 | 1
| Node | 2 | 2
| Node | 3 | 3
| Scenario | Interleaved filepointers | 1
| Scenario | Object properties | 2
| Scenario | Reserves | 3
| Storage | CSP Storage | 1

## Memberships
parent_class | child_class | collection | parent_object | child_object
Generator | Fuel | Fuels | 101_1 | Oil/CT
Generator | Fuel | Fuels | 101_2 | Oil/CT
Generator | Fuel | Fuels | 101_3 | Coal/Steam
Generator | Fuel | Fuels | 101_4 | Coal/Steam
Generator | Fuel | Fuels | 101_pv | PV
Generator | Fuel | Fuels | 101_pv_2 | PV
Generator | Fuel | Fuels | 101_pv_3 | PV
Generator | Fuel | Fuels | 101_pv_4 | PV
Generator | Fuel | Fuels | 102_1 | Oil/CT
Generator | Fuel | Fuels | 102_2 | Oil/CT
Generator | Fuel | Fuels | 102_3 | Coal/Steam
Generator | Fuel | Fuels | 102_4 | Coal/Steam
Generator | Fuel | Fuels | 102_pv | PV
Generator | Fuel | Fuels | 102_pv_2 | PV
Generator | Fuel | Fuels | 103_pv | PV
Generator | Fuel | Fuels | 104_csp | CSP
Generator | Fuel | Fuels | 104_pv | PV
Generator | Fuel | Fuels | 107_1 | NG/CC
Generator | Fuel | Fuels | 113_1 | NG/CT
Generator | Fuel | Fuels | 113_2 | NG/CT
Generator | Fuel | Fuels | 113_3 | NG/CT
Generator | Fuel | Fuels | 113_4 | NG/CT
Generator | Fuel | Fuels | 113_pv | PV
Generator | Fuel | Fuels | 114_1 | SynchCond
Generator | Fuel | Fuels | 115_1 | Oil/Steam
Generator | Fuel | Fuels | 115_2 | Oil/Steam
Generator | Fuel | Fuels | 115_3 | Coal/Steam
Generator | Fuel | Fuels | 116_1 | Coal/Steam
Generator | Fuel | Fuels | 118_1 | NG/CC
Generator | Fuel | Fuels | 118_rtpv | RTPV
Generator | Fuel | Fuels | 118_rtpv_10 | RTPV
Generator | Fuel | Fuels | 118_rtpv_2 | RTPV
Generator | Fuel | Fuels | 118_rtpv_3 | RTPV
Generator | Fuel | Fuels | 118_rtpv_4 | RTPV
Generator | Fuel | Fuels | 118_rtpv_5 | RTPV
Generator | Fuel | Fuels | 118_rtpv_6 | RTPV
Generator | Fuel | Fuels | 118_rtpv_7 | RTPV
Generator | Fuel | Fuels | 118_rtpv_8 | RTPV
Generator | Fuel | Fuels | 118_rtpv_9 | RTPV
Generator | Fuel | Fuels | 119_pv | PV
Generator | Fuel | Fuels | 121_1 | Nuclear
Generator | Fuel | Fuels | 122_1 | Hydro
Generator | Fuel | Fuels | 122_2 | Hydro
Generator | Fuel | Fuels | 122_3 | Hydro
Generator | Fuel | Fuels | 122_4 | Hydro
Generator | Fuel | Fuels | 122_5 | Hydro
Generator | Fuel | Fuels | 122_6 | Hydro
Generator | Fuel | Fuels | 122_wind | Wind
Generator | Fuel | Fuels | 123_1 | NG/CT
Generator | Fuel | Fuels | 123_2 | Coal/Steam
Generator | Fuel | Fuels | 123_3 | Coal/Steam
Generator | Fuel | Fuels | 123_4 | NG/CT
Generator | Fuel | Fuels | 123_5 | NG/CT
Generator | Fuel | Fuels | 201_1 | Oil/CT
Generator | Fuel | Fuels | 201_2 | Oil/CT
Generator | Fuel | Fuels | 201_3 | Coal/Steam
Generator | Fuel | Fuels | 201_4 | Hydro
Generator | Fuel | Fuels | 202_1 | Oil/CT
Generator | Fuel | Fuels | 202_2 | Oil/CT
Generator | Fuel | Fuels | 202_3 | Coal/Steam
Generator | Fuel | Fuels | 202_4 | Coal/Steam
Generator | Fuel | Fuels | 207_1 | NG/CT
Generator | Fuel | Fuels | 207_2 | NG/CT
Generator | Fuel | Fuels | 213_1 | NG/CT
Generator | Fuel | Fuels | 213_2 | NG/CT
Generator | Fuel | Fuels | 213_3 | NG/CC
Generator | Fuel | Fuels | 213_rtpv | RTPV
Generator | Fuel | Fuels | 214_1 | SynchCond
Generator | Fuel | Fuels | 215_1 | Hydro
Generator | Fuel | Fuels | 215_2 | Hydro
Generator | Fuel | Fuels | 215_3 | Hydro
Generator | Fuel | Fuels | 215_4 | NG/CT
Generator | Fuel | Fuels | 215_5 | NG/CT
Generator | Fuel | Fuels | 215_pv | PV
Generator | Fuel | Fuels | 216_1 | Coal/Steam
Generator | Fuel | Fuels | 218_1 | NG/CC
Generator | Fuel | Fuels | 221_1 | NG/CC
Generator | Fuel | Fuels | 222_1 | Hydro
Generator | Fuel | Fuels | 222_2 | Hydro
Generator | Fuel | Fuels | 222_3 | Hydro
Generator | Fuel | Fuels | 222_4 | Hydro
Generator | Fuel | Fuels | 222_5 | Hydro
Generator | Fuel | Fuels | 222_6 | Hydro
Generator | Fuel | Fuels | 223_1 | Coal/Steam
Generator | Fuel | Fuels | 223_2 | Coal/Steam
Generator | Fuel | Fuels | 223_3 | Coal/Steam
Generator | Fuel | Fuels | 223_4 | NG/CT
Generator | Fuel | Fuels | 223_5 | NG/CT
Generator | Fuel | Fuels | 223_6 | NG/CT
Generator | Fuel | Fuels | 301_1 | Oil/CT
Generator | Fuel | Fuels | 301_2 | Oil/CT
Generator | Fuel | Fuels | 301_3 | NG/CT
Generator | Fuel | Fuels | 301_4 | NG/CT
Generator | Fuel | Fuels | 302_1 | Oil/CT
Generator | Fuel | Fuels | 302_2 | Oil/CT
Generator | Fuel | Fuels | 302_3 | NG/CT
Generator | Fuel | Fuels | 302_4 | NG/CT
Generator | Fuel | Fuels | 303_wind | Wind
Generator | Fuel | Fuels | 307_1 | NG/CT
Generator | Fuel | Fuels | 307_2 | NG/CT
Generator | Fuel | Fuels | 308_rtpv | RTPV
Generator | Fuel | Fuels | 309_wind | Wind
Generator | Fuel | Fuels | 310_pv | PV
Generator | Fuel | Fuels | 310_pv_2 | PV
Generator | Fuel | Fuels | 312_pv | PV
Generator | Fuel | Fuels | 313_1 | NG/CC
Generator | Fuel | Fuels | 313_pv | PV
Generator | Fuel | Fuels | 313_pv_2 | PV
Generator | Fuel | Fuels | 313_rtpv | RTPV
Generator | Fuel | Fuels | 313_rtpv_10 | RTPV
Generator | Fuel | Fuels | 313_rtpv_11 | RTPV
Generator | Fuel | Fuels | 313_rtpv_12 | RTPV
Generator | Fuel | Fuels | 313_rtpv_13 | RTPV
Generator | Fuel | Fuels | 313_rtpv_2 | RTPV
Generator | Fuel | Fuels | 313_rtpv_3 | RTPV
Generator | Fuel | Fuels | 313_rtpv_4 | RTPV
Generator | Fuel | Fuels | 313_rtpv_5 | RTPV
Generator | Fuel | Fuels | 313_rtpv_6 | RTPV
Generator | Fuel | Fuels | 313_rtpv_7 | RTPV
Generator | Fuel | Fuels | 313_rtpv_8 | RTPV
Generator | Fuel | Fuels | 313_rtpv_9 | RTPV
Generator | Fuel | Fuels | 314_1 | SynchCond
Generator | Fuel | Fuels | 314_pv | PV
Generator | Fuel | Fuels | 314_pv_2 | PV
Generator | Fuel | Fuels | 314_pv_3 | PV
Generator | Fuel | Fuels | 314_pv_4 | PV
Generator | Fuel | Fuels | 315_1 | Oil/Steam
Generator | Fuel | Fuels | 315_2 | Oil/Steam
Generator | Fuel | Fuels | 315_3 | Oil/Steam
Generator | Fuel | Fuels | 315_4 | Oil/Steam
Generator | Fuel | Fuels | 315_5 | Oil/Steam
Generator | Fuel | Fuels | 315_6 | NG/CT
Generator | Fuel | Fuels | 315_7 | NG/CT
Generator | Fuel | Fuels | 315_8 | NG/CT
Generator | Fuel | Fuels | 316_1 | Coal/Steam
Generator | Fuel | Fuels | 317_wind | Wind
Generator | Fuel | Fuels | 318_1 | NG/CC
Generator | Fuel | Fuels | 319_pv | PV
Generator | Fuel | Fuels | 320_pv | PV
Generator | Fuel | Fuels | 320_rtpv | RTPV
Generator | Fuel | Fuels | 320_rtpv_2 | RTPV
Generator | Fuel | Fuels | 320_rtpv_3 | RTPV
Generator | Fuel | Fuels | 320_rtpv_4 | RTPV
Generator | Fuel | Fuels | 320_rtpv_5 | RTPV
Generator | Fuel | Fuels | 320_rtpv_6 | RTPV
Generator | Fuel | Fuels | 321_1 | NG/CC
Generator | Fuel | Fuels | 322_1 | Hydro
Generator | Fuel | Fuels | 322_2 | Hydro
Generator | Fuel | Fuels | 322_3 | Hydro
Generator | Fuel | Fuels | 322_4 | Hydro
Generator | Fuel | Fuels | 322_5 | NG/CT
Generator | Fuel | Fuels | 322_6 | NG/CT
Generator | Fuel | Fuels | 323_1 | NG/CC
Generator | Fuel | Fuels | 323_2 | NG/CC
Generator | Fuel | Fuels | 324_pv | PV
Generator | Fuel | Fuels | 324_pv_2 | PV
Generator | Fuel | Fuels | 324_pv_3 | PV
Generator | Node | Nodes | 101_1 | 101
Generator | Node | Nodes | 101_2 | 101
Generator | Node | Nodes | 101_3 | 101
Generator | Node | Nodes | 101_4 | 101
Generator | Node | Nodes | 101_pv | 101
Generator | Node | Nodes | 101_pv_2 | 101
Generator | Node | Nodes | 101_pv_3 | 101
Generator | Node | Nodes | 101_pv_4 | 101
Generator | Node | Nodes | 102_1 | 102
Generator | Node | Nodes | 102_2 | 102
Generator | Node | Nodes | 102_3 | 102
Generator | Node | Nodes | 102_4 | 102
Generator | Node | Nodes | 102_pv | 102
Generator | Node | Nodes | 102_pv_2 | 102
Generator | Node | Nodes | 103_pv | 103
Generator | Node | Nodes | 104_csp | 104
Generator | Node | Nodes | 104_pv | 104
Generator | Node | Nodes | 107_1 | 107
Generator | Node | Nodes | 113_1 | 113
Generator | Node | Nodes | 113_2 | 113
Generator | Node | Nodes | 113_3 | 113
Generator | Node | Nodes | 113_4 | 113
Generator | Node | Nodes | 113_pv | 113
Generator | Node | Nodes | 114_1 | 114
Generator | Node | Nodes | 115_1 | 115
Generator | Node | Nodes | 115_2 | 115
Generator | Node | Nodes | 115_3 | 115
Generator | Node | Nodes | 116_1 | 116
Generator | Node | Nodes | 118_1 | 118
Generator | Node | Nodes | 118_rtpv | 118
Generator | Node | Nodes | 118_rtpv_10 | 118
Generator | Node | Nodes | 118_rtpv_2 | 118
Generator | Node | Nodes | 118_rtpv_3 | 118
Generator | Node | Nodes | 118_rtpv_4 | 118
Generator | Node | Nodes | 118_rtpv_5 | 118
Generator | Node | Nodes | 118_rtpv_6 | 118
Generator | Node | Nodes | 118_rtpv_7 | 118
Generator | Node | Nodes | 118_rtpv_8 | 118
Generator | Node | Nodes | 118_rtpv_9 | 118
Generator | Node | Nodes | 119_pv | 119
Generator | Node | Nodes | 121_1 | 121
Generator | Node | Nodes | 122_1 | 122
Generator | Node | Nodes | 122_2 | 122
Generator | Node | Nodes | 122_3 | 122
Generator | Node | Nodes | 122_4 | 122
Generator | Node | Nodes | 122_5 | 122
Generator | Node | Nodes | 122_6 | 122
Generator | Node | Nodes | 122_wind | 122
Generator | Node | Nodes | 123_1 | 123
Generator | Node | Nodes | 123_2 | 123
Generator | Node | Nodes | 123_3 | 123
Generator | Node | Nodes | 123_4 | 123
Generator | Node | Nodes | 123_5 | 123
Generator | Node | Nodes | 201_1 | 201
Generator | Node | Nodes | 201_2 | 201
Generator | Node | Nodes | 201_3 | 201
Generator | Node | Nodes | 201_4 | 201
Generator | Node | Nodes | 202_1 | 202
Generator | Node | Nodes | 202_2 | 202
Generator | Node | Nodes | 202_3 | 202
Generator | Node | Nodes | 202_4 | 202
Generator | Node | Nodes | 207_1 | 207
Generator | Node | Nodes | 207_2 | 207
Generator | Node | Nodes | 213_1 | 213
Generator | Node | Nodes | 213_2 | 213
Generator | Node | Nodes | 213_3 | 213
Generator | Node | Nodes | 213_rtpv | 213
Generator | Node | Nodes | 214_1 | 214
Generator | Node | Nodes | 215_1 | 215
Generator | Node | Nodes | 215_2 | 215
Generator | Node | Nodes | 215_3 | 215
Generator | Node | Nodes | 215_4 | 215
Generator | Node | Nodes | 215_5 | 215
Generator | Node | Nodes | 215_pv | 215
Generator | Node | Nodes | 216_1 | 216
Generator | Node | Nodes | 218_1 | 218
Generator | Node | Nodes | 221_1 | 221
Generator | Node | Nodes | 222_1 | 222
Generator | Node | Nodes | 222_2 | 222
Generator | Node | Nodes | 222_3 | 222
Generator | Node | Nodes | 222_4 | 222
Generator | Node | Nodes | 222_5 | 222
Generator | Node | Nodes | 222_6 | 222
Generator | Node | Nodes | 223_1 | 223
Generator | Node | Nodes | 223_2 | 223
Generator | Node | Nodes | 223_3 | 223
Generator | Node | Nodes | 223_4 | 223
Generator | Node | Nodes | 223_5 | 223
Generator | Node | Nodes | 223_6 | 223
Generator | Node | Nodes | 301_1 | 301
Generator | Node | Nodes | 301_2 | 301
Generator | Node | Nodes | 301_3 | 301
Generator | Node | Nodes | 301_4 | 301
Generator | Node | Nodes | 302_1 | 302
Generator | Node | Nodes | 302_2 | 302
Generator | Node | Nodes | 302_3 | 302
Generator | Node | Nodes | 302_4 | 302
Generator | Node | Nodes | 303_wind | 303
Generator | Node | Nodes | 307_1 | 307
Generator | Node | Nodes | 307_2 | 307
Generator | Node | Nodes | 308_rtpv | 308
Generator | Node | Nodes | 309_wind | 309
Generator | Node | Nodes | 310_pv | 310
Generator | Node | Nodes | 310_pv_2 | 310
Generator | Node | Nodes | 312_pv | 312
Generator | Node | Nodes | 313_1 | 313
Generator | Node | Nodes | 313_pv | 313
Generator | Node | Nodes | 313_pv_2 | 313
Generator | Node | Nodes | 313_rtpv | 313
Generator | Node | Nodes | 313_rtpv_10 | 313
Generator | Node | Nodes | 313_rtpv_11 | 313
Generator | Node | Nodes | 313_rtpv_12 | 313
Generator | Node | Nodes | 313_rtpv_13 | 313
Generator | Node | Nodes | 313_rtpv_2 | 313
Generator | Node | Nodes | 313_rtpv_3 | 313
Generator | Node | Nodes | 313_rtpv_4 | 313
Generator | Node | Nodes | 313_rtpv_5 | 313
Generator | Node | Nodes | 313_rtpv_6 | 313
Generator | Node | Nodes | 313_rtpv_7 | 313
Generator | Node | Nodes | 313_rtpv_8 | 313
Generator | Node | Nodes | 313_rtpv_9 | 313
Generator | Node | Nodes | 314_1 | 314
Generator | Node | Nodes | 314_pv | 314
Generator | Node | Nodes | 314_pv_2 | 314
Generator | Node | Nodes | 314_pv_3 | 314
Generator | Node | Nodes | 314_pv_4 | 314
Generator | Node | Nodes | 315_1 | 315
Generator | Node | Nodes | 315_2 | 315
Generator | Node | Nodes | 315_3 | 315
Generator | Node | Nodes | 315_4 | 315
Generator | Node | Nodes | 315_5 | 315
Generator | Node | Nodes | 315_6 | 315
Generator | Node | Nodes | 315_7 | 315
Generator | Node | Nodes | 315_8 | 315
Generator | Node | Nodes | 316_1 | 316
Generator | Node | Nodes | 317_wind | 317
Generator | Node | Nodes | 318_1 | 318
Generator | Node | Nodes | 319_pv | 319
Generator | Node | Nodes | 320_pv | 320
Generator | Node | Nodes | 320_rtpv | 320
Generator | Node | Nodes | 320_rtpv_2 | 320
Generator | Node | Nodes | 320_rtpv_3 | 320
Generator | Node | Nodes | 320_rtpv_4 | 320
Generator | Node | Nodes | 320_rtpv_5 | 320
Generator | Node | Nodes | 320_rtpv_6 | 320
Generator | Node | Nodes | 321_1 | 321
Generator | Node | Nodes | 322_1 | 322
Generator | Node | Nodes | 322_2 | 322
Generator | Node | Nodes | 322_3 | 322
Generator | Node | Nodes | 322_4 | 322
Generator | Node | Nodes | 322_5 | 322
Generator | Node | Nodes | 322_6 | 322
Generator | Node | Nodes | 323_1 | 323
Generator | Node | Nodes | 323_2 | 323
Generator | Node | Nodes | 324_pv | 324
Generator | Node | Nodes | 324_pv_2 | 324
Generator | Node | Nodes | 324_pv_3 | 324
Generator | Storage | Head Storage | 104_csp | CSP_Storage_104_csp
Line | Node | Node From | 101_102_1 | 101
Line | Node | Node From | 101_103_1 | 101
Line | Node | Node From | 101_105_1 | 101
Line | Node | Node From | 102_104_1 | 102
Line | Node | Node From | 102_106_1 | 102
Line | Node | Node From | 103_109_1 | 103
Line | Node | Node From | 103_124_1 | 103
Line | Node | Node From | 104_109_1 | 104
Line | Node | Node From | 105_110_1 | 105
Line | Node | Node From | 106_110_1 | 106
Line | Node | Node From | 107_108_1 | 107
Line | Node | Node From | 107_203_1 | 107
Line | Node | Node From | 108_109_1 | 108
Line | Node | Node From | 108_110_1 | 108
Line | Node | Node From | 109_111_1 | 109
Line | Node | Node From | 109_112_1 | 109
Line | Node | Node From | 110_111_1 | 110
Line | Node | Node From | 110_112_1 | 110
Line | Node | Node From | 111_113_1 | 111
Line | Node | Node From | 111_114_1 | 111
Line | Node | Node From | 112_113_1 | 112
Line | Node | Node From | 112_123_1 | 112
Line | Node | Node From | 113_123_1 | 113
Line | Node | Node From | 113_215_1 | 113
Line | Node | Node From | 113_316_1 | 113
Line | Node | Node From | 114_116_1 | 114
Line | Node | Node From | 115_116_1 | 115
Line | Node | Node From | 115_121_1 | 115
Line | Node | Node From | 115_121_2 | 115
Line | Node | Node From | 115_124_1 | 115
Line | Node | Node From | 116_117_1 | 116
Line | Node | Node From | 116_119_1 | 116
Line | Node | Node From | 117_118_1 | 117
Line | Node | Node From | 117_122_1 | 117
Line | Node | Node From | 118_121_1 | 118
Line | Node | Node From | 118_121_2 | 118
Line | Node | Node From | 119_120_1 | 119
Line | Node | Node From | 119_120_2 | 119
Line | Node | Node From | 120_123_1 | 120
Line | Node | Node From | 120_123_2 | 120
Line | Node | Node From | 121_122_1 | 121
Line | Node | Node From | 123_217_1 | 123
Line | Node | Node From | 201_202_1 | 201
Line | Node | Node From | 201_203_1 | 201
Line | Node | Node From | 201_205_1 | 201
Line | Node | Node From | 202_204_1 | 202
Line | Node | Node From | 202_206_1 | 202
Line | Node | Node From | 203_209_1 | 203
Line | Node | Node From | 203_224_1 | 203
Line | Node | Node From | 204_209_1 | 204
Line | Node | Node From | 205_210_1 | 205
Line | Node | Node From | 206_210_1 | 206
Line | Node | Node From | 207_208_1 | 207
Line | Node | Node From | 208_209_1 | 208
Line | Node | Node From | 208_210_1 | 208
Line | Node | Node From | 209_211_1 | 209
Line | Node | Node From | 209_212_1 | 209
Line | Node | Node From | 210_211_1 | 210
Line | Node | Node From | 210_212_1 | 210
Line | Node | Node From | 211_213_1 | 211
Line | Node | Node From | 211_214_1 | 211
Line | Node | Node From | 212_213_1 | 212
Line | Node | Node From | 212_223_1 | 212
Line | Node | Node From | 213_223_1 | 213
Line | Node | Node From | 214_216_1 | 214
Line | Node | Node From | 215_216_1 | 215
Line | Node | Node From | 215_221_1 | 215
Line | Node | Node From | 215_221_2 | 215
Line | Node | Node From | 215_224_1 | 215
Line | Node | Node From | 216_217_1 | 216
Line | Node | Node From | 216_219_1 | 216
Line | Node | Node From | 217_218_1 | 217
Line | Node | Node From | 217_222_1 | 217
Line | Node | Node From | 218_221_1 | 218
Line | Node | Node From | 218_221_2 | 218
Line | Node | Node From | 219_220_1 | 219
Line | Node | Node From | 219_220_2 | 219
Line | Node | Node From | 220_223_1 | 220
Line | Node | Node From | 220_223_2 | 220
Line | Node | Node From | 221_222_1 | 221
Line | Node | Node From | 301_302_1 | 301
Line | Node | Node From | 301_303_1 | 301
Line | Node | Node From | 301_305_1 | 301
Line | Node | Node From | 302_304_1 | 302
Line | Node | Node From | 302_306_1 | 302
Line | Node | Node From | 303_309_1 | 303
Line | Node | Node From | 303_324_1 | 303
Line | Node | Node From | 304_309_1 | 304
Line | Node | Node From | 305_310_1 | 305
Line | Node | Node From | 306_310_1 | 306
Line | Node | Node From | 307_308_1 | 307
Line | Node | Node From | 308_309_1 | 308
Line | Node | Node From | 308_310_1 | 308
Line | Node | Node From | 309_311_1 | 309
Line | Node | Node From | 309_312_1 | 309
Line | Node | Node From | 310_311_1 | 310
Line | Node | Node From | 310_312_1 | 310
Line | Node | Node From | 311_313_1 | 311
Line | Node | Node From | 311_314_1 | 311
Line | Node | Node From | 312_313_1 | 312
Line | Node | Node From | 312_323_1 | 312
Line | Node | Node From | 313_323_1 | 313
Line | Node | Node From | 314_316_1 | 314
Line | Node | Node From | 315_316_1 | 315
Line | Node | Node From | 315_321_1 | 315
Line | Node | Node From | 315_321_2 | 315
Line | Node | Node From | 315_324_1 | 315
Line | Node | Node From | 316_317_1 | 316
Line | Node | Node From | 316_319_1 | 316
Line | Node | Node From | 317_318_1 | 317
Line | Node | Node From | 317_322_1 | 317
Line | Node | Node From | 318_223_1 | 318
Line | Node | Node From | 318_321_1 | 318
Line | Node | Node From | 318_321_2 | 318
Line | Node | Node From | 319_320_1 | 319
Line | Node | Node From | 319_320_2 | 319
Line | Node | Node From | 320_323_1 | 320
Line | Node | Node From | 320_323_2 | 320
Line | Node | Node From | 321_322_1 | 321
Line | Node | Node From | 323_325_1 | 323
Line | Node | Node From | 325_121_1 | 325
Line | Node | Node To | 101_102_1 | 102
Line | Node | Node To | 101_103_1 | 103
Line | Node | Node To | 101_105_1 | 105
Line | Node | Node To | 102_104_1 | 104
Line | Node | Node To | 102_106_1 | 106
Line | Node | Node To | 103_109_1 | 109
Line | Node | Node To | 103_124_1 | 124
Line | Node | Node To | 104_109_1 | 109
Line | Node | Node To | 105_110_1 | 110
Line | Node | Node To | 106_110_1 | 110
Line | Node | Node To | 107_108_1 | 108
Line | Node | Node To | 107_203_1 | 203
Line | Node | Node To | 108_109_1 | 109
Line | Node | Node To | 108_110_1 | 110
Line | Node | Node To | 109_111_1 | 111
Line | Node | Node To | 109_112_1 | 112
Line | Node | Node To | 110_111_1 | 111
Line | Node | Node To | 110_112_1 | 112
Line | Node | Node To | 111_113_1 | 113
Line | Node | Node To | 111_114_1 | 114
Line | Node | Node To | 112_113_1 | 113
Line | Node | Node To | 112_123_1 | 123
Line | Node | Node To | 113_123_1 | 123
Line | Node | Node To | 113_215_1 | 215
Line | Node | Node To | 113_316_1 | 316
Line | Node | Node To | 114_116_1 | 116
Line | Node | Node To | 115_116_1 | 116
Line | Node | Node To | 115_121_1 | 121
Line | Node | Node To | 115_121_2 | 121
Line | Node | Node To | 115_124_1 | 124
Line | Node | Node To | 116_117_1 | 117
Line | Node | Node To | 116_119_1 | 119
Line | Node | Node To | 117_118_1 | 118
Line | Node | Node To | 117_122_1 | 122
Line | Node | Node To | 118_121_1 | 121
Line | Node | Node To | 118_121_2 | 121
Line | Node | Node To | 119_120_1 | 120
Line | Node | Node To | 119_120_2 | 120
Line | Node | Node To | 120_123_1 | 123
Line | Node | Node To | 120_123_2 | 123
Line | Node | Node To | 121_122_1 | 122
Line | Node | Node To | 123_217_1 | 217
Line | Node | Node To | 201_202_1 | 202
Line | Node | Node To | 201_203_1 | 203
Line | Node | Node To | 201_205_1 | 205
Line | Node | Node To | 202_204_1 | 204
Line | Node | Node To | 202_206_1 | 206
Line | Node | Node To | 203_209_1 | 209
Line | Node | Node To | 203_224_1 | 224
Line | Node | Node To | 204_209_1 | 209
Line | Node | Node To | 205_210_1 | 210
Line | Node | Node To | 206_210_1 | 210
Line | Node | Node To | 207_208_1 | 208
Line | Node | Node To | 208_209_1 | 209
Line | Node | Node To | 208_210_1 | 210
Line | Node | Node To | 209_211_1 | 211
Line | Node | Node To | 209_212_1 | 212
Line | Node | Node To | 210_211_1 | 211
Line | Node | Node To | 210_212_1 | 212
Line | Node | Node To | 211_213_1 | 213
Line | Node | Node To | 211_214_1 | 214
Line | Node | Node To | 212_213_1 | 213
Line | Node | Node To | 212_223_1 | 223
Line | Node | Node To | 213_223_1 | 223
Line | Node | Node To | 214_216_1 | 216
Line | Node | Node To | 215_216_1 | 216
Line | Node | Node To | 215_221_1 | 221
Line | Node | Node To | 215_221_2 | 221
Line | Node | Node To | 215_224_1 | 224
Line | Node | Node To | 216_217_1 | 217
Line | Node | Node To | 216_219_1 | 219
Line | Node | Node To | 217_218_1 | 218
Line | Node | Node To | 217_222_1 | 222
Line | Node | Node To | 218_221_1 | 221
Line | Node | Node To | 218_221_2 | 221
Line | Node | Node To | 219_220_1 | 220
Line | Node | Node To | 219_220_2 | 220
Line | Node | Node To | 220_223_1 | 223
Line | Node | Node To | 220_223_2 | 223
Line | Node | Node To | 221_222_1 | 222
Line | Node | Node To | 301_302_1 | 302
Line | Node | Node To | 301_303_1 | 303
Line | Node | Node To | 301_305_1 | 305
Line | Node | Node To | 302_304_1 | 304
Line | Node | Node To | 302_306_1 | 306
Line | Node | Node To | 303_309_1 | 309
Line | Node | Node To | 303_324_1 | 324
Line | Node | Node To | 304_309_1 | 309
Line | Node | Node To | 305_310_1 | 310
Line | Node | Node To | 306_310_1 | 310
Line | Node | Node To | 307_308_1 | 308
Line | Node | Node To | 308_309_1 | 309
Line | Node | Node To | 308_310_1 | 310
Line | Node | Node To | 309_311_1 | 311
Line | Node | Node To | 309_312_1 | 312
Line | Node | Node To | 310_311_1 | 311
Line | Node | Node To | 310_312_1 | 312
Line | Node | Node To | 311_313_1 | 313
Line | Node | Node To | 311_314_1 | 314
Line | Node | Node To | 312_313_1 | 313
Line | Node | Node To | 312_323_1 | 323
Line | Node | Node To | 313_323_1 | 323
Line | Node | Node To | 314_316_1 | 316
Line | Node | Node To | 315_316_1 | 316
Line | Node | Node To | 315_321_1 | 321
Line | Node | Node To | 315_321_2 | 321
Line | Node | Node To | 315_324_1 | 324
Line | Node | Node To | 316_317_1 | 317
Line | Node | Node To | 316_319_1 | 319
Line | Node | Node To | 317_318_1 | 318
Line | Node | Node To | 317_322_1 | 322
Line | Node | Node To | 318_223_1 | 223
Line | Node | Node To | 318_321_1 | 321
Line | Node | Node To | 318_321_2 | 321
Line | Node | Node To | 319_320_1 | 320
Line | Node | Node To | 319_320_2 | 320
Line | Node | Node To | 320_323_1 | 323
Line | Node | Node To | 320_323_2 | 323
Line | Node | Node To | 321_322_1 | 322
Line | Node | Node To | 323_325_1 | 325
Line | Node | Node To | 325_121_1 | 121
Model | Horizon | Horizon | Q1 DA | Q1 DA
Model | Horizon | Horizon | Q1 Week1 DA | Q1 Week1 DA
Model | Horizon | Horizon | Q1 Week1 RT | Q1 Week1 RT
Model | Horizon | Horizon | Q2 DA | Q2 DA
Model | Horizon | Horizon | Q2 Week1 DA | Q2 Week1 DA
Model | Horizon | Horizon | Q2 Week1 RT | Q2 Week1 RT
Model | Horizon | Horizon | Q3 DA | Q3 DA
Model | Horizon | Horizon | Q3 Week1 DA | Q3 Week1 DA
Model | Horizon | Horizon | Q3 Week1 RT | Q3 Week1 RT
Model | Horizon | Horizon | Q4 DA | Q4 DA
Model | Horizon | Horizon | Q4 Week1 DA | Q4 Week1 DA
Model | Horizon | Horizon | Q4 Week1 RT | Q4 Week1 RT
Model | Horizon | Horizon | Year DA | Year DA
Model | Horizon | Horizon | Year RT | Year RT
Model | Performance | Performance | Q1 DA | Xpress-MP 0.1 MIP
Model | Performance | Performance | Q1 Week1 DA | Xpress-MP 0.1 MIP
Model | Performance | Performance | Q1 Week1 RT | Xpress-MP 0.1 MIP
Model | Performance | Performance | Q2 DA | Xpress-MP 0.1 MIP
Model | Performance | Performance | Q2 Week1 DA | Xpress-MP 0.1 MIP
Model | Performance | Performance | Q2 Week1 RT | Xpress-MP 0.1 MIP
Model | Performance | Performance | Q3 DA | Xpress-MP 0.1 MIP
Model | Performance | Performance | Q3 Week1 DA | Xpress-MP 0.1 MIP
Model | Performance | Performance | Q3 Week1 RT | Xpress-MP 0.1 MIP
Model | Performance | Performance | Q4 DA | Xpress-MP 0.1 MIP
Model | Performance | Performance | Q4 Week1 DA | Xpress-MP 0.1 MIP
Model | Performance | Performance | Q4 Week1 RT | Xpress-MP 0.1 MIP
Model | Performance | Performance | Year DA | Xpress-MP 0.1 MIP
Model | Performance | Performance | Year RT | Xpress-MP 0.1 MIP
Model | Production | Production | Q1 DA | Production MIP
Model | Production | Production | Q1 Week1 DA | Production MIP
Model | Production | Production | Q1 Week1 RT | Production MIP
Model | Production | Production | Q2 DA | Production MIP
Model | Production | Production | Q2 Week1 DA | Production MIP
Model | Production | Production | Q2 Week1 RT | Production MIP
Model | Production | Production | Q3 DA | Production MIP
Model | Production | Production | Q3 Week1 DA | Production MIP
Model | Production | Production | Q3 Week1 RT | Production MIP
Model | Production | Production | Q4 DA | Production MIP
Model | Production | Production | Q4 Week1 DA | Production MIP
Model | Production | Production | Q4 Week1 RT | Production MIP
Model | Production | Production | Year DA | Production MIP
Model | Production | Production | Year RT | Production MIP
Model | Report | Report | Q1 DA | Default Report
Model | Report | Report | Q1 Week1 DA | Default Report
Model | Report | Report | Q1 Week1 RT | Default Report
Model | Report | Report | Q2 DA | Default Report
Model | Report | Report | Q2 Week1 DA | Default Report
Model | Report | Report | Q2 Week1 RT | Default Report
Model | Report | Report | Q3 DA | Default Report
Model | Report | Report | Q3 Week1 DA | Default Report
Model | Report | Report | Q3 Week1 RT | Default Report
Model | Report | Report | Q4 DA | Default Report
Model | Report | Report | Q4 Week1 DA | Default Report
Model | Report | Report | Q4 Week1 RT | Default Report
Model | Report | Report | Year DA | Default Report
Model | Report | Report | Year RT | Default Report
Model | ST Schedule | ST Schedule | Q1 DA | ST Nodal
Model | ST Schedule | ST Schedule | Q1 Week1 DA | ST Nodal
Model | ST Schedule | ST Schedule | Q1 Week1 RT | ST Nodal
Model | ST Schedule | ST Schedule | Q2 DA | ST Nodal
Model | ST Schedule | ST Schedule | Q2 Week1 DA | ST Nodal
Model | ST Schedule | ST Schedule | Q2 Week1 RT | ST Nodal
Model | ST Schedule | ST Schedule | Q3 DA | ST Nodal
Model | ST Schedule | ST Schedule | Q3 Week1 DA | ST Nodal
Model | ST Schedule | ST Schedule | Q3 Week1 RT | ST Nodal
Model | ST Schedule | ST Schedule | Q4 DA | ST Nodal
Model | ST Schedule | ST Schedule | Q4 Week1 DA | ST Nodal
Model | ST Schedule | ST Schedule | Q4 Week1 RT | ST Nodal
Model | ST Schedule | ST Schedule | Year DA | ST Nodal
Model | ST Schedule | ST Schedule | Year RT | ST Nodal
Model | Scenario | Scenarios | Q1 DA | Add Flex Reserves
Model | Scenario | Scenarios | Q1 DA | Add Regulation Reserves
Model | Scenario | Scenarios | Q1 DA | Add Spin Up
Model | Scenario | Scenarios | Q1 DA | Gen Outages
Model | Scenario | Scenarios | Q1 DA | Load: DA
Model | Scenario | Scenarios | Q1 DA | RE: DA
Model | Scenario | Scenarios | Q1 Week1 DA | Add Flex Reserves
Model | Scenario | Scenarios | Q1 Week1 DA | Add Regulation Reserves
Model | Scenario | Scenarios | Q1 Week1 DA | Add Spin Up
Model | Scenario | Scenarios | Q1 Week1 DA | Gen Outages
Model | Scenario | Scenarios | Q1 Week1 DA | Load: DA
Model | Scenario | Scenarios | Q1 Week1 DA | RE: DA
Model | Scenario | Scenarios | Q1 Week1 RT | Add Flex Reserves
Model | Scenario | Scenarios | Q1 Week1 RT | Add Regulation Reserves
Model | Scenario | Scenarios | Q1 Week1 RT | Add Spin Up
Model | Scenario | Scenarios | Q1 Week1 RT | Gen Outages
Model | Scenario | Scenarios | Q1 Week1 RT | Load: RT
Model | Scenario | Scenarios | Q1 Week1 RT | RE: RT
Model | Scenario | Scenarios | Q2 DA | Add Flex Reserves
Model | Scenario | Scenarios | Q2 DA | Add Regulation Reserves
Model | Scenario | Scenarios | Q2 DA | Add Spin Up
Model | Scenario | Scenarios | Q2 DA | Gen Outages
Model | Scenario | Scenarios | Q2 DA | Load: DA
Model | Scenario | Scenarios | Q2 DA | RE: DA
Model | Scenario | Scenarios | Q2 Week1 DA | Add Flex Reserves
Model | Scenario | Scenarios | Q2 Week1 DA | Add Regulation Reserves
Model | Scenario | Scenarios | Q2 Week1 DA | Add Spin Up
Model | Scenario | Scenarios | Q2 Week1 DA | Gen Outages
Model | Scenario | Scenarios | Q2 Week1 DA | Load: DA
Model | Scenario | Scenarios | Q2 Week1 DA | RE: DA
Model | Scenario | Scenarios | Q2 Week1 RT | Add Flex Reserves
Model | Scenario | Scenarios | Q2 Week1 RT | Add Regulation Reserves
Model | Scenario | Scenarios | Q2 Week1 RT | Add Spin Up
Model | Scenario | Scenarios | Q2 Week1 RT | Gen Outages
Model | Scenario | Scenarios | Q2 Week1 RT | Load: RT
Model | Scenario | Scenarios | Q2 Week1 RT | RE: RT
Model | Scenario | Scenarios | Q3 DA | Add Flex Reserves
Model | Scenario | Scenarios | Q3 DA | Add Regulation Reserves
Model | Scenario | Scenarios | Q3 DA | Add Spin Up
Model | Scenario | Scenarios | Q3 DA | Gen Outages
Model | Scenario | Scenarios | Q3 DA | Load: DA
Model | Scenario | Scenarios | Q3 DA | RE: DA
Model | Scenario | Scenarios | Q3 Week1 DA | Add Flex Reserves
Model | Scenario | Scenarios | Q3 Week1 DA | Add Regulation Reserves
Model | Scenario | Scenarios | Q3 Week1 DA | Add Spin Up
Model | Scenario | Scenarios | Q3 Week1 DA | Gen Outages
Model | Scenario | Scenarios | Q3 Week1 DA | Load: DA
Model | Scenario | Scenarios | Q3 Week1 DA | RE: DA
Model | Scenario | Scenarios | Q3 Week1 RT | Add Flex Reserves
Model | Scenario | Scenarios | Q3 Week1 RT | Add Regulation Reserves
Model | Scenario | Scenarios | Q3 Week1 RT | Add Spin Up
Model | Scenario | Scenarios | Q3 Week1 RT | Gen Outages
Model | Scenario | Scenarios | Q3 Week1 RT | Load: RT
Model | Scenario | Scenarios | Q3 Week1 RT | RE: RT
Model | Scenario | Scenarios | Q4 DA | Add Flex Reserves
Model | Scenario | Scenarios | Q4 DA | Add Regulation Reserves
Model | Scenario | Scenarios | Q4 DA | Add Spin Up
Model | Scenario | Scenarios | Q4 DA | Gen Outages
Model | Scenario | Scenarios | Q4 DA | Load: DA
Model | Scenario | Scenarios | Q4 DA | RE: DA
Model | Scenario | Scenarios | Q4 Week1 DA | Add Flex Reserves
Model | Scenario | Scenarios | Q4 Week1 DA | Add Regulation Reserves
Model | Scenario | Scenarios | Q4 Week1 DA | Add Spin Up
Model | Scenario | Scenarios | Q4 Week1 DA | Gen Outages
Model | Scenario | Scenarios | Q4 Week1 DA | Load: DA
Model | Scenario | Scenarios | Q4 Week1 DA | RE: DA
Model | Scenario | Scenarios | Q4 Week1 RT | Add Flex Reserves
Model | Scenario | Scenarios | Q4 Week1 RT | Add Regulation Reserves
Model | Scenario | Scenarios | Q4 Week1 RT | Add Spin Up
Model | Scenario | Scenarios | Q4 Week1 RT | Gen Outages
Model | Scenario | Scenarios | Q4 Week1 RT | Load: RT
Model | Scenario | Scenarios | Q4 Week1 RT | RE: RT
Model | Scenario | Scenarios | Year DA | Add Flex Reserves
Model | Scenario | Scenarios | Year DA | Add Regulation Reserves
Model | Scenario | Scenarios | Year DA | Add Spin Up
Model | Scenario | Scenarios | Year DA | Gen Outages
Model | Scenario | Scenarios | Year DA | Load: DA
Model | Scenario | Scenarios | Year DA | RE: DA
Model | Scenario | Scenarios | Year RT | Add Flex Reserves
Model | Scenario | Scenarios | Year RT | Add Regulation Reserves
Model | Scenario | Scenarios | Year RT | Add Spin Up
Model | Scenario | Scenarios | Year RT | Gen Outages
Model | Scenario | Scenarios | Year RT | Load: RT
Model | Scenario | Scenarios | Year RT | RE: RT
Model | Scenario | Scenarios | Year RT | RT Filepointers
Model | Scenario | Scenarios | Year RT | RT Run
Model | Transmission | Transmission | Q1 DA | Tx - All lines
Model | Transmission | Transmission | Q1 Week1 DA | Tx - All lines
Model | Transmission | Transmission | Q1 Week1 RT | Tx - All lines
Model | Transmission | Transmission | Q2 DA | Tx - All lines
Model | Transmission | Transmission | Q2 Week1 DA | Tx - All lines
Model | Transmission | Transmission | Q2 Week1 RT | Tx - All lines
Model | Transmission | Transmission | Q3 DA | Tx - All lines
Model | Transmission | Transmission | Q3 Week1 DA | Tx - All lines
Model | Transmission | Transmission | Q3 Week1 RT | Tx - All lines
Model | Transmission | Transmission | Q4 DA | Tx - All lines
Model | Transmission | Transmission | Q4 Week1 DA | Tx - All lines
Model | Transmission | Transmission | Q4 Week1 RT | Tx - All lines
Model | Transmission | Transmission | Year DA | Tx - All lines
Model | Transmission | Transmission | Year RT | Tx - All lines
Node | Region | Region | 101 | 1
Node | Region | Region | 102 | 1
Node | Region | Region | 103 | 1
Node | Region | Region | 104 | 1
Node | Region | Region | 105 | 1
Node | Region | Region | 106 | 1
Node | Region | Region | 107 | 1
Node | Region | Region | 108 | 1
Node | Region | Region | 109 | 1
Node | Region | Region | 110 | 1
Node | Region | Region | 111 | 1
Node | Region | Region | 112 | 1
Node | Region | Region | 113 | 1
Node | Region | Region | 114 | 1
Node | Region | Region | 115 | 1
Node | Region | Region | 116 | 1
Node | Region | Region | 117 | 1
Node | Region | Region | 118 | 1
Node | Region | Region | 119 | 1
Node | Region | Region | 120 | 1
Node | Region | Region | 121 | 1
Node | Region | Region | 122 | 1
Node | Region | Region | 123 | 1
Node | Region | Region | 124 | 1
Node | Region | Region | 201 | 2
Node | Region | Region | 202 | 2
Node | Region | Region | 203 | 2
Node | Region | Region | 204 | 2
Node | Region | Region | 205 | 2
Node | Region | Region | 206 | 2
Node | Region | Region | 207 | 2
Node | Region | Region | 208 | 2
Node | Region | Region | 209 | 2
Node | Region | Region | 210 | 2
Node | Region | Region | 211 | 2
Node | Region | Region | 212 | 2
Node | Region | Region | 213 | 2
Node | Region | Region | 214 | 2
Node | Region | Region | 215 | 2
Node | Region | Region | 216 | 2
Node | Region | Region | 217 | 2
Node | Region | Region | 218 | 2
Node | Region | Region | 219 | 2
Node | Region | Region | 220 | 2
Node | Region | Region | 221 | 2
Node | Region | Region | 222 | 2
Node | Region | Region | 223 | 2
Node | Region | Region | 224 | 2
Node | Region | Region | 301 | 3
Node | Region | Region | 302 | 3
Node | Region | Region | 303 | 3
Node | Region | Region | 304 | 3
Node | Region | Region | 305 | 3
Node | Region | Region | 306 | 3
Node | Region | Region | 307 | 3
Node | Region | Region | 308 | 3
Node | Region | Region | 309 | 3
Node | Region | Region | 310 | 3
Node | Region | Region | 311 | 3
Node | Region | Region | 312 | 3
Node | Region | Region | 313 | 3
Node | Region | Region | 314 | 3
Node | Region | Region | 315 | 3
Node | Region | Region | 316 | 3
Node | Region | Region | 317 | 3
Node | Region | Region | 318 | 3
Node | Region | Region | 319 | 3
Node | Region | Region | 320 | 3
Node | Region | Region | 321 | 3
Node | Region | Region | 322 | 3
Node | Region | Region | 323 | 3
Node | Region | Region | 324 | 3
Node | Region | Region | 325 | 3
Node | Zone | Zone | 101 | 1
Node | Zone | Zone | 102 | 1
Node | Zone | Zone | 103 | 1
Node | Zone | Zone | 104 | 1
Node | Zone | Zone | 105 | 1
Node | Zone | Zone | 106 | 1
Node | Zone | Zone | 107 | 1
Node | Zone | Zone | 108 | 1
Node | Zone | Zone | 109 | 1
Node | Zone | Zone | 110 | 1
Node | Zone | Zone | 111 | 1
Node | Zone | Zone | 112 | 1
Node | Zone | Zone | 113 | 1
Node | Zone | Zone | 114 | 1
Node | Zone | Zone | 115 | 1
Node | Zone | Zone | 116 | 1
Node | Zone | Zone | 117 | 1
Node | Zone | Zone | 118 | 1
Node | Zone | Zone | 119 | 1
Node | Zone | Zone | 120 | 1
Node | Zone | Zone | 121 | 1
Node | Zone | Zone | 122 | 1
Node | Zone | Zone | 123 | 1
Node | Zone | Zone | 124 | 1
Node | Zone | Zone | 201 | 2
Node | Zone | Zone | 202 | 2
Node | Zone | Zone | 203 | 2
Node | Zone | Zone | 204 | 2
Node | Zone | Zone | 205 | 2
Node | Zone | Zone | 206 | 2
Node | Zone | Zone | 207 | 2
Node | Zone | Zone | 208 | 2
Node | Zone | Zone | 209 | 2
Node | Zone | Zone | 210 | 2
Node | Zone | Zone | 211 | 2
Node | Zone | Zone | 212 | 2
Node | Zone | Zone | 213 | 2
Node | Zone | Zone | 214 | 2
Node | Zone | Zone | 215 | 2
Node | Zone | Zone | 216 | 2
Node | Zone | Zone | 217 | 2
Node | Zone | Zone | 218 | 2
Node | Zone | Zone | 219 | 2
Node | Zone | Zone | 220 | 2
Node | Zone | Zone | 221 | 2
Node | Zone | Zone | 222 | 2
Node | Zone | Zone | 223 | 2
Node | Zone | Zone | 224 | 2
Node | Zone | Zone | 301 | 3
Node | Zone | Zone | 302 | 3
Node | Zone | Zone | 303 | 3
Node | Zone | Zone | 304 | 3
Node | Zone | Zone | 305 | 3
Node | Zone | Zone | 306 | 3
Node | Zone | Zone | 307 | 3
Node | Zone | Zone | 308 | 3
Node | Zone | Zone | 309 | 3
Node | Zone | Zone | 310 | 3
Node | Zone | Zone | 311 | 3
Node | Zone | Zone | 312 | 3
Node | Zone | Zone | 313 | 3
Node | Zone | Zone | 314 | 3
Node | Zone | Zone | 315 | 3
Node | Zone | Zone | 316 | 3
Node | Zone | Zone | 317 | 3
Node | Zone | Zone | 318 | 3
Node | Zone | Zone | 319 | 3
Node | Zone | Zone | 320 | 3
Node | Zone | Zone | 321 | 3
Node | Zone | Zone | 322 | 3
Node | Zone | Zone | 323 | 3
Node | Zone | Zone | 324 | 3
Node | Zone | Zone | 325 | 3
Reserve | Generator | Generators | Flex Down | 101_1
Reserve | Generator | Generators | Flex Down | 101_2
Reserve | Generator | Generators | Flex Down | 101_3
Reserve | Generator | Generators | Flex Down | 101_4
Reserve | Generator | Generators | Flex Down | 101_pv
Reserve | Generator | Generators | Flex Down | 101_pv_2
Reserve | Generator | Generators | Flex Down | 101_pv_3
Reserve | Generator | Generators | Flex Down | 101_pv_4
Reserve | Generator | Generators | Flex Down | 102_1
Reserve | Generator | Generators | Flex Down | 102_2
Reserve | Generator | Generators | Flex Down | 102_3
Reserve | Generator | Generators | Flex Down | 102_4
Reserve | Generator | Generators | Flex Down | 102_pv
Reserve | Generator | Generators | Flex Down | 102_pv_2
Reserve | Generator | Generators | Flex Down | 103_pv
Reserve | Generator | Generators | Flex Down | 104_csp
Reserve | Generator | Generators | Flex Down | 104_pv
Reserve | Generator | Generators | Flex Down | 107_1
Reserve | Generator | Generators | Flex Down | 113_1
Reserve | Generator | Generators | Flex Down | 113_2
Reserve | Generator | Generators | Flex Down | 113_3
Reserve | Generator | Generators | Flex Down | 113_4
Reserve | Generator | Generators | Flex Down | 113_pv
Reserve | Generator | Generators | Flex Down | 115_1
Reserve | Generator | Generators | Flex Down | 115_2
Reserve | Generator | Generators | Flex Down | 115_3
Reserve | Generator | Generators | Flex Down | 116_1
Reserve | Generator | Generators | Flex Down | 118_1
Reserve | Generator | Generators | Flex Down | 119_pv
Reserve | Generator | Generators | Flex Down | 122_wind
Reserve | Generator | Generators | Flex Down | 123_1
Reserve | Generator | Generators | Flex Down | 123_2
Reserve | Generator | Generators | Flex Down | 123_3
Reserve | Generator | Generators | Flex Down | 123_4
Reserve | Generator | Generators | Flex Down | 123_5
Reserve | Generator | Generators | Flex Down | 201_1
Reserve | Generator | Generators | Flex Down | 201_2
Reserve | Generator | Generators | Flex Down | 201_3
Reserve | Generator | Generators | Flex Down | 202_1
Reserve | Generator | Generators | Flex Down | 202_2
Reserve | Generator | Generators | Flex Down | 202_3
Reserve | Generator | Generators | Flex Down | 202_4
Reserve | Generator | Generators | Flex Down | 207_1
Reserve | Generator | Generators | Flex Down | 207_2
Reserve | Generator | Generators | Flex Down | 213_1
Reserve | Generator | Generators | Flex Down | 213_2
Reserve | Generator | Generators | Flex Down | 213_3
Reserve | Generator | Generators | Flex Down | 215_4
Reserve | Generator | Generators | Flex Down | 215_5
Reserve | Generator | Generators | Flex Down | 215_pv
Reserve | Generator | Generators | Flex Down | 216_1
Reserve | Generator | Generators | Flex Down | 218_1
Reserve | Generator | Generators | Flex Down | 221_1
Reserve | Generator | Generators | Flex Down | 223_1
Reserve | Generator | Generators | Flex Down | 223_2
Reserve | Generator | Generators | Flex Down | 223_3
Reserve | Generator | Generators | Flex Down | 223_4
Reserve | Generator | Generators | Flex Down | 223_5
Reserve | Generator | Generators | Flex Down | 223_6
Reserve | Generator | Generators | Flex Down | 301_1
Reserve | Generator | Generators | Flex Down | 301_2
Reserve | Generator | Generators | Flex Down | 301_3
Reserve | Generator | Generators | Flex Down | 301_4
Reserve | Generator | Generators | Flex Down | 302_1
Reserve | Generator | Generators | Flex Down | 302_2
Reserve | Generator | Generators | Flex Down | 302_3
Reserve | Generator | Generators | Flex Down | 302_4
Reserve | Generator | Generators | Flex Down | 303_wind
Reserve | Generator | Generators | Flex Down | 307_1
Reserve | Generator | Generators | Flex Down | 307_2
Reserve | Generator | Generators | Flex Down | 309_wind
Reserve | Generator | Generators | Flex Down | 310_pv
Reserve | Generator | Generators | Flex Down | 310_pv_2
Reserve | Generator | Generators | Flex Down | 312_pv
Reserve | Generator | Generators | Flex Down | 313_1
Reserve | Generator | Generators | Flex Down | 313_pv
Reserve | Generator | Generators | Flex Down | 313_pv_2
Reserve | Generator | Generators | Flex Down | 314_pv
Reserve | Generator | Generators | Flex Down | 314_pv_2
Reserve | Generator | Generators | Flex Down | 314_pv_3
Reserve | Generator | Generators | Flex Down | 314_pv_4
Reserve | Generator | Generators | Flex Down | 315_1
Reserve | Generator | Generators | Flex Down | 315_2
Reserve | Generator | Generators | Flex Down | 315_3
Reserve | Generator | Generators | Flex Down | 315_4
Reserve | Generator | Generators | Flex Down | 315_5
Reserve | Generator | Generators | Flex Down | 315_6
Reserve | Generator | Generators | Flex Down | 315_7
Reserve | Generator | Generators | Flex Down | 315_8
Reserve | Generator | Generators | Flex Down | 316_1
Reserve | Generator | Generators | Flex Down | 317_wind
Reserve | Generator | Generators | Flex Down | 318_1
Reserve | Generator | Generators | Flex Down | 319_pv
Reserve | Generator | Generators | Flex Down | 320_pv
Reserve | Generator | Generators | Flex Down | 321_1
Reserve | Generator | Generators | Flex Down | 322_5
Reserve | Generator | Generators | Flex Down | 322_6
Reserve | Generator | Generators | Flex Down | 323_1
Reserve | Generator | Generators | Flex Down | 323_2
Reserve | Generator | Generators | Flex Down | 324_pv
Reserve | Generator | Generators | Flex Down | 324_pv_2
Reserve | Generator | Generators | Flex Down | 324_pv_3
Reserve | Generator | Generators | Flex Up | 101_1
Reserve | Generator | Generators | Flex Up | 101_2
Reserve | Generator | Generators | Flex Up | 101_3
Reserve | Generator | Generators | Flex Up | 101_4
Reserve | Generator | Generators | Flex Up | 101_pv
Reserve | Generator | Generators | Flex Up | 101_pv_2
Reserve | Generator | Generators | Flex Up | 101_pv_3
Reserve | Generator | Generators | Flex Up | 101_pv_4
Reserve | Generator | Generators | Flex Up | 102_1
Reserve | Generator | Generators | Flex Up | 102_2
Reserve | Generator | Generators | Flex Up | 102_3
Reserve | Generator | Generators | Flex Up | 102_4
Reserve | Generator | Generators | Flex Up | 102_pv
Reserve | Generator | Generators | Flex Up | 102_pv_2
Reserve | Generator | Generators | Flex Up | 103_pv
Reserve | Generator | Generators | Flex Up | 104_csp
Reserve | Generator | Generators | Flex Up | 104_pv
Reserve | Generator | Generators | Flex Up | 107_1
Reserve | Generator | Generators | Flex Up | 113_1
Reserve | Generator | Generators | Flex Up | 113_2
Reserve | Generator | Generators | Flex Up | 113_3
Reserve | Generator | Generators | Flex Up | 113_4
Reserve | Generator | Generators | Flex Up | 113_pv
Reserve | Generator | Generators | Flex Up | 115_1
Reserve | Generator | Generators | Flex Up | 115_2
Reserve | Generator | Generators | Flex Up | 115_3
Reserve | Generator | Generators | Flex Up | 116_1
Reserve | Generator | Generators | Flex Up | 118_1
Reserve | Generator | Generators | Flex Up | 119_pv
Reserve | Generator | Generators | Flex Up | 122_wind
Reserve | Generator | Generators | Flex Up | 123_1
Reserve | Generator | Generators | Flex Up | 123_2
Reserve | Generator | Generators | Flex Up | 123_3
Reserve | Generator | Generators | Flex Up | 123_4
Reserve | Generator | Generators | Flex Up | 123_5
Reserve | Generator | Generators | Flex Up | 201_1
Reserve | Generator | Generators | Flex Up | 201_2
Reserve | Generator | Generators | Flex Up | 201_3
Reserve | Generator | Generators | Flex Up | 202_1
Reserve | Generator | Generators | Flex Up | 202_2
Reserve | Generator | Generators | Flex Up | 202_3
Reserve | Generator | Generators | Flex Up | 202_4
Reserve | Generator | Generators | Flex Up | 207_1
Reserve | Generator | Generators | Flex Up | 207_2
Reserve | Generator | Generators | Flex Up | 213_1
Reserve | Generator | Generators | Flex Up | 213_2
Reserve | Generator | Generators | Flex Up | 213_3
Reserve | Generator | Generators | Flex Up | 215_4
Reserve | Generator | Generators | Flex Up | 215_5
Reserve | Generator | Generators | Flex Up | 215_pv
Reserve | Generator | Generators | Flex Up | 216_1
Reserve | Generator | Generators | Flex Up | 218_1
Reserve | Generator | Generators | Flex Up | 221_1
Reserve | Generator | Generators | Flex Up | 223_1
Reserve | Generator | Generators | Flex Up | 223_2
Reserve | Generator | Generators | Flex Up | 223_3
Reserve | Generator | Generators | Flex Up | 223_4
Reserve | Generator | Generators | Flex Up | 223_5
Reserve | Generator | Generators | Flex Up | 223_6
Reserve | Generator | Generators | Flex Up | 301_1
Reserve | Generator | Generators | Flex Up | 301_2
Reserve | Generator | Generators | Flex Up | 301_3
Reserve | Generator | Generators | Flex Up | 301_4
Reserve | Generator | Generators | Flex Up | 302_1
Reserve | Generator | Generators | Flex Up | 302_2
Reserve | Generator | Generators | Flex Up | 302_3
Reserve | Generator | Generators | Flex Up | 302_4
Reserve | Generator | Generators | Flex Up | 303_wind
Reserve | Generator | Generators | Flex Up | 307_1
Reserve | Generator | Generators | Flex Up | 307_2
Reserve | Generator | Generators | Flex Up | 309_wind
Reserve | Generator | Generators | Flex Up | 310_pv
Reserve | Generator | Generators | Flex Up | 310_pv_2
Reserve | Generator | Generators | Flex Up | 312_pv
Reserve | Generator | Generators | Flex Up | 313_1
Reserve | Generator | Generators | Flex Up | 313_pv
Reserve | Generator | Generators | Flex Up | 313_pv_2
Reserve | Generator | Generators | Flex Up | 314_pv
Reserve | Generator | Generators | Flex Up | 314_pv_2
Reserve | Generator | Generators | Flex Up | 314_pv_3
Reserve | Generator | Generators | Flex Up | 314_pv_4
Reserve | Generator | Generators | Flex Up | 315_1
Reserve | Generator | Generators | Flex Up | 315_2
Reserve | Generator | Generators | Flex Up | 315_3
Reserve | Generator | Generators | Flex Up | 315_4
Reserve | Generator | Generators | Flex Up | 315_5
Reserve | Generator | Generators | Flex Up | 315_6
Reserve | Generator | Generators | Flex Up | 315_7
Reserve | Generator | Generators | Flex Up | 315_8
Reserve | Generator | Generators | Flex Up | 316_1
Reserve | Generator | Generators | Flex Up | 317_wind
Reserve | Generator | Generators | Flex Up | 318_1
Reserve | Generator | Generators | Flex Up | 319_pv
Reserve | Generator | Generators | Flex Up | 320_pv
Reserve | Generator | Generators | Flex Up | 321_1
Reserve | Generator | Generators | Flex Up | 322_5
Reserve | Generator | Generators | Flex Up | 322_6
Reserve | Generator | Generators | Flex Up | 323_1
Reserve | Generator | Generators | Flex Up | 323_2
Reserve | Generator | Generators | Flex Up | 324_pv
Reserve | Generator | Generators | Flex Up | 324_pv_2
Reserve | Generator | Generators | Flex Up | 324_pv_3
Reserve | Generator | Generators | Reg Down | 101_1
Reserve | Generator | Generators | Reg Down | 101_2
Reserve | Generator | Generators | Reg Down | 101_3
Reserve | Generator | Generators | Reg Down | 101_4
Reserve | Generator | Generators | Reg Down | 101_pv
Reserve | Generator | Generators | Reg Down | 101_pv_2
Reserve | Generator | Generators | Reg Down | 101_pv_3
Reserve | Generator | Generators | Reg Down | 101_pv_4
Reserve | Generator | Generators | Reg Down | 102_1
Reserve | Generator | Generators | Reg Down | 102_2
Reserve | Generator | Generators | Reg Down | 102_3
Reserve | Generator | Generators | Reg Down | 102_4
Reserve | Generator | Generators | Reg Down | 102_pv
Reserve | Generator | Generators | Reg Down | 102_pv_2
Reserve | Generator | Generators | Reg Down | 103_pv
Reserve | Generator | Generators | Reg Down | 104_csp
Reserve | Generator | Generators | Reg Down | 104_pv
Reserve | Generator | Generators | Reg Down | 107_1
Reserve | Generator | Generators | Reg Down | 113_1
Reserve | Generator | Generators | Reg Down | 113_2
Reserve | Generator | Generators | Reg Down | 113_3
Reserve | Generator | Generators | Reg Down | 113_4
Reserve | Generator | Generators | Reg Down | 113_pv
Reserve | Generator | Generators | Reg Down | 115_1
Reserve | Generator | Generators | Reg Down | 115_2
Reserve | Generator | Generators | Reg Down | 115_3
Reserve | Generator | Generators | Reg Down | 116_1
Reserve | Generator | Generators | Reg Down | 118_1
Reserve | Generator | Generators | Reg Down | 119_pv
Reserve | Generator | Generators | Reg Down | 122_wind
Reserve | Generator | Generators | Reg Down | 123_1
Reserve | Generator | Generators | Reg Down | 123_2
Reserve | Generator | Generators | Reg Down | 123_3
Reserve | Generator | Generators | Reg Down | 123_4
Reserve | Generator | Generators | Reg Down | 123_5
Reserve | Generator | Generators | Reg Down | 201_1
Reserve | Generator | Generators | Reg Down | 201_2
Reserve | Generator | Generators | Reg Down | 201_3
Reserve | Generator | Generators | Reg Down | 202_1
Reserve | Generator | Generators | Reg Down | 202_2
Reserve | Generator | Generators | Reg Down | 202_3
Reserve | Generator | Generators | Reg Down | 202_4
Reserve | Generator | Generators | Reg Down | 207_1
Reserve | Generator | Generators | Reg Down | 207_2
Reserve | Generator | Generators | Reg Down | 213_1
Reserve | Generator | Generators | Reg Down | 213_2
Reserve | Generator | Generators | Reg Down | 213_3
Reserve | Generator | Generators | Reg Down | 215_4
Reserve | Generator | Generators | Reg Down | 215_5
Reserve | Generator | Generators | Reg Down | 215_pv
Reserve | Generator | Generators | Reg Down | 216_1
Reserve | Generator | Generators | Reg Down | 218_1
Reserve | Generator | Generators | Reg Down | 221_1
Reserve | Generator | Generators | Reg Down | 223_1
Reserve | Generator | Generators | Reg Down | 223_2
Reserve | Generator | Generators | Reg Down | 223_3
Reserve | Generator | Generators | Reg Down | 223_4
Reserve | Generator | Generators | Reg Down | 223_5
Reserve | Generator | Generators | Reg Down | 223_6
Reserve | Generator | Generators | Reg Down | 301_1
Reserve | Generator | Generators | Reg Down | 301_2
Reserve | Generator | Generators | Reg Down | 301_3
Reserve | Generator | Generators | Reg Down | 301_4
Reserve | Generator | Generators | Reg Down | 302_1
Reserve | Generator | Generators | Reg Down | 302_2
Reserve | Generator | Generators | Reg Down | 302_3
Reserve | Generator | Generators | Reg Down | 302_4
Reserve | Generator | Generators | Reg Down | 303_wind
Reserve | Generator | Generators | Reg Down | 307_1
Reserve | Generator | Generators | Reg Down | 307_2
Reserve | Generator | Generators | Reg Down | 309_wind
Reserve | Generator | Generators | Reg Down | 310_pv
Reserve | Generator | Generators | Reg Down | 310_pv_2
Reserve | Generator | Generators | Reg Down | 312_pv
Reserve | Generator | Generators | Reg Down | 313_1
Reserve | Generator | Generators | Reg Down | 313_pv
Reserve | Generator | Generators | Reg Down | 313_pv_2
Reserve | Generator | Generators | Reg Down | 314_pv
Reserve | Generator | Generators | Reg Down | 314_pv_2
Reserve | Generator | Generators | Reg Down | 314_pv_3
Reserve | Generator | Generators | Reg Down | 314_pv_4
Reserve | Generator | Generators | Reg Down | 315_1
Reserve | Generator | Generators | Reg Down | 315_2
Reserve | Generator | Generators | Reg Down | 315_3
Reserve | Generator | Generators | Reg Down | 315_4
Reserve | Generator | Generators | Reg Down | 315_5
Reserve | Generator | Generators | Reg Down | 315_6
Reserve | Generator | Generators | Reg Down | 315_7
Reserve | Generator | Generators | Reg Down | 315_8
Reserve | Generator | Generators | Reg Down | 316_1
Reserve | Generator | Generators | Reg Down | 317_wind
Reserve | Generator | Generators | Reg Down | 318_1
Reserve | Generator | Generators | Reg Down | 319_pv
Reserve | Generator | Generators | Reg Down | 320_pv
Reserve | Generator | Generators | Reg Down | 321_1
Reserve | Generator | Generators | Reg Down | 322_5
Reserve | Generator | Generators | Reg Down | 322_6
Reserve | Generator | Generators | Reg Down | 323_1
Reserve | Generator | Generators | Reg Down | 323_2
Reserve | Generator | Generators | Reg Down | 324_pv
Reserve | Generator | Generators | Reg Down | 324_pv_2
Reserve | Generator | Generators | Reg Down | 324_pv_3
Reserve | Generator | Generators | Reg Up | 101_1
Reserve | Generator | Generators | Reg Up | 101_2
Reserve | Generator | Generators | Reg Up | 101_3
Reserve | Generator | Generators | Reg Up | 101_4
Reserve | Generator | Generators | Reg Up | 101_pv
Reserve | Generator | Generators | Reg Up | 101_pv_2
Reserve | Generator | Generators | Reg Up | 101_pv_3
Reserve | Generator | Generators | Reg Up | 101_pv_4
Reserve | Generator | Generators | Reg Up | 102_1
Reserve | Generator | Generators | Reg Up | 102_2
Reserve | Generator | Generators | Reg Up | 102_3
Reserve | Generator | Generators | Reg Up | 102_4
Reserve | Generator | Generators | Reg Up | 102_pv
Reserve | Generator | Generators | Reg Up | 102_pv_2
Reserve | Generator | Generators | Reg Up | 103_pv
Reserve | Generator | Generators | Reg Up | 104_csp
Reserve | Generator | Generators | Reg Up | 104_pv
Reserve | Generator | Generators | Reg Up | 107_1
Reserve | Generator | Generators | Reg Up | 113_1
Reserve | Generator | Generators | Reg Up | 113_2
Reserve | Generator | Generators | Reg Up | 113_3
Reserve | Generator | Generators | Reg Up | 113_4
Reserve | Generator | Generators | Reg Up | 113_pv
Reserve | Generator | Generators | Reg Up | 115_1
Reserve | Generator | Generators | Reg Up | 115_2
Reserve | Generator | Generators | Reg Up | 115_3
Reserve | Generator | Generators | Reg Up | 116_1
Reserve | Generator | Generators | Reg Up | 118_1
Reserve | Generator | Generators | Reg Up | 119_pv
Reserve | Generator | Generators | Reg Up | 122_wind
Reserve | Generator | Generators | Reg Up | 123_1
Reserve | Generator | Generators | Reg Up | 123_2
Reserve | Generator | Generators | Reg Up | 123_3
Reserve | Generator | Generators | Reg Up | 123_4
Reserve | Generator | Generators | Reg Up | 123_5
Reserve | Generator | Generators | Reg Up | 201_1
Reserve | Generator | Generators | Reg Up | 201_2
Reserve | Generator | Generators | Reg Up | 201_3
Reserve | Generator | Generators | Reg Up | 202_1
Reserve | Generator | Generators | Reg Up | 202_2
Reserve | Generator | Generators | Reg Up | 202_3
Reserve | Generator | Generators | Reg Up | 202_4
Reserve | Generator | Generators | Reg Up | 207_1
Reserve | Generator | Generators | Reg Up | 207_2
Reserve | Generator | Generators | Reg Up | 213_1
Reserve | Generator | Generators | Reg Up | 213_2
Reserve | Generator | Generators | Reg Up | 213_3
Reserve | Generator | Generators | Reg Up | 215_4
Reserve | Generator | Generators | Reg Up | 215_5
Reserve | Generator | Generators | Reg Up | 215_pv
Reserve | Generator | Generators | Reg Up | 216_1
Reserve | Generator | Generators | Reg Up | 218_1
Reserve | Generator | Generators | Reg Up | 221_1
Reserve | Generator | Generators | Reg Up | 223_1
Reserve | Generator | Generators | Reg Up | 223_2
Reserve | Generator | Generators | Reg Up | 223_3
Reserve | Generator | Generators | Reg Up | 223_4
Reserve | Generator | Generators | Reg Up | 223_5
Reserve | Generator | Generators | Reg Up | 223_6
Reserve | Generator | Generators | Reg Up | 301_1
Reserve | Generator | Generators | Reg Up | 301_2
Reserve | Generator | Generators | Reg Up | 301_3
Reserve | Generator | Generators | Reg Up | 301_4
Reserve | Generator | Generators | Reg Up | 302_1
Reserve | Generator | Generators | Reg Up | 302_2
Reserve | Generator | Generators | Reg Up | 302_3
Reserve | Generator | Generators | Reg Up | 302_4
Reserve | Generator | Generators | Reg Up | 303_wind
Reserve | Generator | Generators | Reg Up | 307_1
Reserve | Generator | Generators | Reg Up | 307_2
Reserve | Generator | Generators | Reg Up | 309_wind
Reserve | Generator | Generators | Reg Up | 310_pv
Reserve | Generator | Generators | Reg Up | 310_pv_2
Reserve | Generator | Generators | Reg Up | 312_pv
Reserve | Generator | Generators | Reg Up | 313_1
Reserve | Generator | Generators | Reg Up | 313_pv
Reserve | Generator | Generators | Reg Up | 313_pv_2
Reserve | Generator | Generators | Reg Up | 314_pv
Reserve | Generator | Generators | Reg Up | 314_pv_2
Reserve | Generator | Generators | Reg Up | 314_pv_3
Reserve | Generator | Generators | Reg Up | 314_pv_4
Reserve | Generator | Generators | Reg Up | 315_1
Reserve | Generator | Generators | Reg Up | 315_2
Reserve | Generator | Generators | Reg Up | 315_3
Reserve | Generator | Generators | Reg Up | 315_4
Reserve | Generator | Generators | Reg Up | 315_5
Reserve | Generator | Generators | Reg Up | 315_6
Reserve | Generator | Generators | Reg Up | 315_7
Reserve | Generator | Generators | Reg Up | 315_8
Reserve | Generator | Generators | Reg Up | 316_1
Reserve | Generator | Generators | Reg Up | 317_wind
Reserve | Generator | Generators | Reg Up | 318_1
Reserve | Generator | Generators | Reg Up | 319_pv
Reserve | Generator | Generators | Reg Up | 320_pv
Reserve | Generator | Generators | Reg Up | 321_1
Reserve | Generator | Generators | Reg Up | 322_5
Reserve | Generator | Generators | Reg Up | 322_6
Reserve | Generator | Generators | Reg Up | 323_1
Reserve | Generator | Generators | Reg Up | 323_2
Reserve | Generator | Generators | Reg Up | 324_pv
Reserve | Generator | Generators | Reg Up | 324_pv_2
Reserve | Generator | Generators | Reg Up | 324_pv_3
Reserve | Generator | Generators | Spin Up | 101_1
Reserve | Generator | Generators | Spin Up | 101_2
Reserve | Generator | Generators | Spin Up | 101_3
Reserve | Generator | Generators | Spin Up | 101_4
Reserve | Generator | Generators | Spin Up | 101_pv
Reserve | Generator | Generators | Spin Up | 101_pv_2
Reserve | Generator | Generators | Spin Up | 101_pv_3
Reserve | Generator | Generators | Spin Up | 101_pv_4
Reserve | Generator | Generators | Spin Up | 102_1
Reserve | Generator | Generators | Spin Up | 102_2
Reserve | Generator | Generators | Spin Up | 102_3
Reserve | Generator | Generators | Spin Up | 102_4
Reserve | Generator | Generators | Spin Up | 102_pv
Reserve | Generator | Generators | Spin Up | 102_pv_2
Reserve | Generator | Generators | Spin Up | 103_pv
Reserve | Generator | Generators | Spin Up | 104_csp
Reserve | Generator | Generators | Spin Up | 104_pv
Reserve | Generator | Generators | Spin Up | 107_1
Reserve | Generator | Generators | Spin Up | 113_1
Reserve | Generator | Generators | Spin Up | 113_2
Reserve | Generator | Generators | Spin Up | 113_3
Reserve | Generator | Generators | Spin Up | 113_4
Reserve | Generator | Generators | Spin Up | 113_pv
Reserve | Generator | Generators | Spin Up | 115_1
Reserve | Generator | Generators | Spin Up | 115_2
Reserve | Generator | Generators | Spin Up | 115_3
Reserve | Generator | Generators | Spin Up | 116_1
Reserve | Generator | Generators | Spin Up | 118_1
Reserve | Generator | Generators | Spin Up | 119_pv
Reserve | Generator | Generators | Spin Up | 122_wind
Reserve | Generator | Generators | Spin Up | 123_1
Reserve | Generator | Generators | Spin Up | 123_2
Reserve | Generator | Generators | Spin Up | 123_3
Reserve | Generator | Generators | Spin Up | 123_4
Reserve | Generator | Generators | Spin Up | 123_5
Reserve | Generator | Generators | Spin Up | 201_1
Reserve | Generator | Generators | Spin Up | 201_2
Reserve | Generator | Generators | Spin Up | 201_3
Reserve | Generator | Generators | Spin Up | 202_1
Reserve | Generator | Generators | Spin Up | 202_2
Reserve | Generator | Generators | Spin Up | 202_3
Reserve | Generator | Generators | Spin Up | 202_4
Reserve | Generator | Generators | Spin Up | 207_1
Reserve | Generator | Generators | Spin Up | 207_2
Reserve | Generator | Generators | Spin Up | 213_1
Reserve | Generator | Generators | Spin Up | 213_2
Reserve | Generator | Generators | Spin Up | 213_3
Reserve | Generator | Generators | Spin Up | 215_4
Reserve | Generator | Generators | Spin Up | 215_5
Reserve | Generator | Generators | Spin Up | 215_pv
Reserve | Generator | Generators | Spin Up | 216_1
Reserve | Generator | Generators | Spin Up | 218_1
Reserve | Generator | Generators | Spin Up | 221_1
Reserve | Generator | Generators | Spin Up | 223_1
Reserve | Generator | Generators | Spin Up | 223_2
Reserve | Generator | Generators | Spin Up | 223_3
Reserve | Generator | Generators | Spin Up | 223_4
Reserve | Generator | Generators | Spin Up | 223_5
Reserve | Generator | Generators | Spin Up | 223_6
Reserve | Generator | Generators | Spin Up | 301_1
Reserve | Generator | Generators | Spin Up | 301_2
Reserve | Generator | Generators | Spin Up | 301_3
Reserve | Generator | Generators | Spin Up | 301_4
Reserve | Generator | Generators | Spin Up | 302_1
Reserve | Generator | Generators | Spin Up | 302_2
Reserve | Generator | Generators | Spin Up | 302_3
Reserve | Generator | Generators | Spin Up | 302_4
Reserve | Generator | Generators | Spin Up | 303_wind
Reserve | Generator | Generators | Spin Up | 307_1
Reserve | Generator | Generators | Spin Up | 307_2
Reserve | Generator | Generators | Spin Up | 309_wind
Reserve | Generator | Generators | Spin Up | 310_pv
Reserve | Generator | Generators | Spin Up | 310_pv_2
Reserve | Generator | Generators | Spin Up | 312_pv
Reserve | Generator | Generators | Spin Up | 313_1
Reserve | Generator | Generators | Spin Up | 313_pv
Reserve | Generator | Generators | Spin Up | 313_pv_2
Reserve | Generator | Generators | Spin Up | 314_pv
Reserve | Generator | Generators | Spin Up | 314_pv_2
Reserve | Generator | Generators | Spin Up | 314_pv_3
Reserve | Generator | Generators | Spin Up | 314_pv_4
Reserve | Generator | Generators | Spin Up | 315_1
Reserve | Generator | Generators | Spin Up | 315_2
Reserve | Generator | Generators | Spin Up | 315_3
Reserve | Generator | Generators | Spin Up | 315_4
Reserve | Generator | Generators | Spin Up | 315_5
Reserve | Generator | Generators | Spin Up | 315_6
Reserve | Generator | Generators | Spin Up | 315_7
Reserve | Generator | Generators | Spin Up | 315_8
Reserve | Generator | Generators | Spin Up | 316_1
Reserve | Generator | Generators | Spin Up | 317_wind
Reserve | Generator | Generators | Spin Up | 318_1
Reserve | Generator | Generators | Spin Up | 319_pv
Reserve | Generator | Generators | Spin Up | 320_pv
Reserve | Generator | Generators | Spin Up | 321_1
Reserve | Generator | Generators | Spin Up | 322_5
Reserve | Generator | Generators | Spin Up | 322_6
Reserve | Generator | Generators | Spin Up | 323_1
Reserve | Generator | Generators | Spin Up | 323_2
Reserve | Generator | Generators | Spin Up | 324_pv
Reserve | Generator | Generators | Spin Up | 324_pv_2
Reserve | Generator | Generators | Spin Up | 324_pv_3
Reserve | Region | Regions | Spin Up | 1
Reserve | Region | Regions | Spin Up | 2
Reserve | Region | Regions | Spin Up | 3

## Attributes
name | class | attribute | value
Default Report | Report | Output Results by Day | -1
Default Report | Report | Output Results by Fiscal Year | -1
Default Report | Report | Output Results by Month | -1
Production LP | Production | Unit Commitment Optimality | 0
Production MIP | Production | Unit Commitment Optimality | 2
Production RR | Production | Unit Commitment Optimality | 1
Q1 DA | Horizon | Chrono At a Time | 1
Q1 DA | Horizon | Chrono Date From | 45292
Q1 DA | Horizon | Chrono Period To | 24
Q1 DA | Horizon | Chrono Step Count | 90
Q1 DA | Horizon | Chrono Step Type | 2
Q1 DA | Horizon | Date From | 45292
Q1 DA | Horizon | Look-ahead Indicator | -1
Q1 DA | Horizon | Look-ahead Periods per Day | 6
Q1 DA | Horizon | Periods per Day | 24
Q1 DA | Horizon | Step Count | 1
Q1 DA | Horizon | Step Type | 4
Q1 DA | Model | Random Number Seed | 10
Q1 Week1 DA | Horizon | Chrono At a Time | 1
Q1 Week1 DA | Horizon | Chrono Date From | 45292
Q1 Week1 DA | Horizon | Chrono Period To | 24
Q1 Week1 DA | Horizon | Chrono Step Count | 7
Q1 Week1 DA | Horizon | Chrono Step Type | 2
Q1 Week1 DA | Horizon | Date From | 45292
Q1 Week1 DA | Horizon | Look-ahead Indicator | -1
Q1 Week1 DA | Horizon | Look-ahead Periods per Day | 6
Q1 Week1 DA | Horizon | Periods per Day | 24
Q1 Week1 DA | Horizon | Step Count | 1
Q1 Week1 DA | Horizon | Step Type | 4
Q1 Week1 DA | Model | Random Number Seed | 10
Q1 Week1 RT | Horizon | Chrono At a Time | 5
Q1 Week1 RT | Horizon | Chrono Date From | 45292
Q1 Week1 RT | Horizon | Chrono Period To | 288
Q1 Week1 RT | Horizon | Chrono Step Count | 2016
Q1 Week1 RT | Horizon | Chrono Step Type | 0
Q1 Week1 RT | Horizon | Date From | 45292
Q1 Week1 RT | Horizon | Look-ahead Indicator | 0
Q1 Week1 RT | Horizon | Periods per Day | 288
Q1 Week1 RT | Horizon | Step Count | 1
Q1 Week1 RT | Horizon | Step Type | 4
Q1 Week1 RT | Model | Random Number Seed | 10
Q2 DA | Horizon | Chrono At a Time | 1
Q2 DA | Horizon | Chrono Date From | 45383
Q2 DA | Horizon | Chrono Period To | 24
Q2 DA | Horizon | Chrono Step Count | 90
Q2 DA | Horizon | Chrono Step Type | 2
Q2 DA | Horizon | Date From | 45292
Q2 DA | Horizon | Look-ahead Indicator | -1
Q2 DA | Horizon | Look-ahead Periods per Day | 6
Q2 DA | Horizon | Periods per Day | 24
Q2 DA | Horizon | Step Count | 1
Q2 DA | Horizon | Step Type | 4
Q2 DA | Model | Random Number Seed | 10
Q2 Week1 DA | Horizon | Chrono At a Time | 1
Q2 Week1 DA | Horizon | Chrono Date From | 45383
Q2 Week1 DA | Horizon | Chrono Period To | 24
Q2 Week1 DA | Horizon | Chrono Step Count | 7
Q2 Week1 DA | Horizon | Chrono Step Type | 2
Q2 Week1 DA | Horizon | Date From | 45292
Q2 Week1 DA | Horizon | Look-ahead Indicator | -1
Q2 Week1 DA | Horizon | Look-ahead Periods per Day | 6
Q2 Week1 DA | Horizon | Periods per Day | 24
Q2 Week1 DA | Horizon | Step Count | 1
Q2 Week1 DA | Horizon | Step Type | 4
Q2 Week1 DA | Model | Random Number Seed | 10
Q2 Week1 RT | Horizon | Chrono At a Time | 5
Q2 Week1 RT | Horizon | Chrono Date From | 45383
Q2 Week1 RT | Horizon | Chrono Period To | 288
Q2 Week1 RT | Horizon | Chrono Step Count | 2016
Q2 Week1 RT | Horizon | Chrono Step Type | 0
Q2 Week1 RT | Horizon | Date From | 45292
Q2 Week1 RT | Horizon | Look-ahead Indicator | 0
Q2 Week1 RT | Horizon | Periods per Day | 288
Q2 Week1 RT | Horizon | Step Count | 1
Q2 Week1 RT | Horizon | Step Type | 4
Q2 Week1 RT | Model | Random Number Seed | 10
Q3 DA | Horizon | Chrono At a Time | 1
Q3 DA | Horizon | Chrono Date From | 45474
Q3 DA | Horizon | Chrono Period To | 24
Q3 DA | Horizon | Chrono Step Count | 91
Q3 DA | Horizon | Chrono Step Type | 2
Q3 DA | Horizon | Date From | 45292
Q3 DA | Horizon | Look-ahead Indicator | -1
Q3 DA | Horizon | Look-ahead Periods per Day | 6
Q3 DA | Horizon | Periods per Day | 24
Q3 DA | Horizon | Step Count | 1
Q3 DA | Horizon | Step Type | 4
Q3 DA | Model | Random Number Seed | 10
Q3 Week1 DA | Horizon | Chrono At a Time | 1
Q3 Week1 DA | Horizon | Chrono Date From | 45474
Q3 Week1 DA | Horizon | Chrono Period To | 24
Q3 Week1 DA | Horizon | Chrono Step Count | 7
Q3 Week1 DA | Horizon | Chrono Step Type | 2
Q3 Week1 DA | Horizon | Date From | 45292
Q3 Week1 DA | Horizon | Look-ahead Indicator | -1
Q3 Week1 DA | Horizon | Look-ahead Periods per Day | 6
Q3 Week1 DA | Horizon | Periods per Day | 24
Q3 Week1 DA | Horizon | Step Count | 1
Q3 Week1 DA | Horizon | Step Type | 4
Q3 Week1 DA | Model | Random Number Seed | 10
Q3 Week1 RT | Horizon | Chrono At a Time | 5
Q3 Week1 RT | Horizon | Chrono Date From | 45474
Q3 Week1 RT | Horizon | Chrono Period To | 288
Q3 Week1 RT | Horizon | Chrono Step Count | 2016
Q3 Week1 RT | Horizon | Chrono Step Type | 0
Q3 Week1 RT | Horizon | Date From | 45292
Q3 Week1 RT | Horizon | Look-ahead Indicator | 0
Q3 Week1 RT | Horizon | Periods per Day | 288
Q3 Week1 RT | Horizon | Step Count | 1
Q3 Week1 RT | Horizon | Step Type | 4
Q3 Week1 RT | Model | Random Number Seed | 10
Q4 DA | Horizon | Chrono At a Time | 1
Q4 DA | Horizon | Chrono Date From | 45566
Q4 DA | Horizon | Chrono Period To | 24
Q4 DA | Horizon | Chrono Step Count | 90
Q4 DA | Horizon | Chrono Step Type | 2
Q4 DA | Horizon | Date From | 45292
Q4 DA | Horizon | Look-ahead Indicator | -1
Q4 DA | Horizon | Look-ahead Periods per Day | 6
Q4 DA | Horizon | Periods per Day | 24
Q4 DA | Horizon | Step Count | 1
Q4 DA | Horizon | Step Type | 4
Q4 DA | Model | Random Number Seed | 10
Q4 Week1 DA | Horizon | Chrono At a Time | 1
Q4 Week1 DA | Horizon | Chrono Date From | 45566
Q4 Week1 DA | Horizon | Chrono Period To | 24
Q4 Week1 DA | Horizon | Chrono Step Count | 7
Q4 Week1 DA | Horizon | Chrono Step Type | 2
Q4 Week1 DA | Horizon | Date From | 45292
Q4 Week1 DA | Horizon | Look-ahead Indicator | -1
Q4 Week1 DA | Horizon | Look-ahead Periods per Day | 6
Q4 Week1 DA | Horizon | Periods per Day | 24
Q4 Week1 DA | Horizon | Step Count | 1
Q4 Week1 DA | Horizon | Step Type | 4
Q4 Week1 DA | Model | Random Number Seed | 10
Q4 Week1 RT | Horizon | Chrono At a Time | 5
Q4 Week1 RT | Horizon | Chrono Date From | 45566
Q4 Week1 RT | Horizon | Chrono Period To | 288
Q4 Week1 RT | Horizon | Chrono Step Count | 2016
Q4 Week1 RT | Horizon | Chrono Step Type | 0
Q4 Week1 RT | Horizon | Date From | 45292
Q4 Week1 RT | Horizon | Look-ahead Indicator | 0
Q4 Week1 RT | Horizon | Periods per Day | 288
Q4 Week1 RT | Horizon | Step Count | 1
Q4 Week1 RT | Horizon | Step Type | 4
Q4 Week1 RT | Model | Random Number Seed | 10
ST Nodal | ST Schedule | Stochastic Method | 0
ST Regional | ST Schedule | Stochastic Method | 0
ST Regional | ST Schedule | Transmission Detail | 0
Tx - All lines | Transmission | Allow Dump Energy | -1
Tx - All lines | Transmission | Bound Node Phase Angles | 0
Tx - All lines | Transmission | Constraint Voltage Threshold | 138
Tx - All lines | Transmission | Formulate Upfront | -1
Tx - All lines | Transmission | Interface Constraints Enabled | -1
Tx - All lines | Transmission | Internal VoLL | 10000000
Tx - All lines | Transmission | Losses Enabled | 0
Tx - All lines | Transmission | MVA Base | 100
Tx - All lines | Transmission | OPF Method | 1
Tx - All lines | Transmission | PTDF Method | 3
Tx - All lines | Transmission | Wheeling PTDF Threshold | 0
Tx No lines | Transmission | Allow Dump Energy | -1
Tx No lines | Transmission | Bound Node Phase Angles | 0
Tx No lines | Transmission | Constraint Voltage Threshold | 1000
Tx No lines | Transmission | Formulate Upfront | -1
Tx No lines | Transmission | Interface Constraints Enabled | -1
Tx No lines | Transmission | Internal VoLL | 10000000
Tx No lines | Transmission | Losses Enabled | 0
Tx No lines | Transmission | MVA Base | 100
Tx No lines | Transmission | OPF Method | 0
Tx No lines | Transmission | PTDF Method | 3
Tx No lines | Transmission | Wheeling PTDF Threshold | 0
Xpress-MP 0.1 MIP | Performance | Cold Start Optimizer 1 | 6
Xpress-MP 0.1 MIP | Performance | Hot Start Optimizer 1 | 6
Xpress-MP 0.1 MIP | Performance | MIP Max Time | 3600
Xpress-MP 0.1 MIP | Performance | MIP Maximum Threads | 4
Xpress-MP 0.1 MIP | Performance | MIP Node Optimizer | 6
Xpress-MP 0.1 MIP | Performance | MIP Relative Gap | 0.001
Xpress-MP 0.1 MIP | Performance | MIP Root Optimizer | 6
Xpress-MP 0.1 MIP | Performance | SOLVER | 2
Xpress-MP 0.1 MIP | Performance | Small LP Optimizer | 5
Xpress-MP 0.1 MIP | Performance | Small MIP Max Time | 3600
Xpress-MP 0.1 MIP | Performance | Small MIP Relative Gap | 0.001
Xpress-MP 0.5 MIP | Performance | Cold Start Optimizer 1 | 6
Xpress-MP 0.5 MIP | Performance | Hot Start Optimizer 1 | 6
Xpress-MP 0.5 MIP | Performance | MIP Max Time | 3600
Xpress-MP 0.5 MIP | Performance | MIP Maximum Threads | 4
Xpress-MP 0.5 MIP | Performance | MIP Node Optimizer | 6
Xpress-MP 0.5 MIP | Performance | MIP Relative Gap | 0.005
Xpress-MP 0.5 MIP | Performance | MIP Root Optimizer | 6
Xpress-MP 0.5 MIP | Performance | SOLVER | 2
Xpress-MP 0.5 MIP | Performance | Small LP Optimizer | 5
Xpress-MP 0.5 MIP | Performance | Small MIP Max Time | 3600
Xpress-MP 0.5 MIP | Performance | Small MIP Relative Gap | 0.005
Xpress-MP 1 MIP | Performance | Cold Start Optimizer 1 | 6
Xpress-MP 1 MIP | Performance | Hot Start Optimizer 1 | 6
Xpress-MP 1 MIP | Performance | MIP Max Time | 3600
Xpress-MP 1 MIP | Performance | MIP Maximum Threads | 4
Xpress-MP 1 MIP | Performance | MIP Node Optimizer | 6
Xpress-MP 1 MIP | Performance | MIP Relative Gap | 0.01
Xpress-MP 1 MIP | Performance | MIP Root Optimizer | 6
Xpress-MP 1 MIP | Performance | SOLVER | 2
Xpress-MP 1 MIP | Performance | Small LP Optimizer | 5
Xpress-MP 1 MIP | Performance | Small MIP Max Time | 3600
Xpress-MP 1 MIP | Performance | Small MIP Relative Gap | 0.01
Year DA | Horizon | Chrono At a Time | 1
Year DA | Horizon | Chrono Date From | 45292
Year DA | Horizon | Chrono Period To | 24
Year DA | Horizon | Chrono Step Count | 365
Year DA | Horizon | Chrono Step Type | 2
Year DA | Horizon | Date From | 45292
Year DA | Horizon | Look-ahead Indicator | -1
Year DA | Horizon | Look-ahead Periods per Day | 6
Year DA | Horizon | Periods per Day | 24
Year DA | Horizon | Step Count | 1
Year DA | Horizon | Step Type | 4
Year DA | Model | Random Number Seed | 10
Year RT | Horizon | Chrono At a Time | 5
Year RT | Horizon | Chrono Date From | 45292
Year RT | Horizon | Chrono Period To | 288
Year RT | Horizon | Chrono Step Count | 105120
Year RT | Horizon | Chrono Step Type | 0
Year RT | Horizon | Date From | 45292
Year RT | Horizon | Look-ahead Indicator | 0
Year RT | Horizon | Periods per Day | 288
Year RT | Horizon | Step Count | 1
Year RT | Horizon | Step Type | 4
Year RT | Model | Random Number Seed | 10

## Properties
parent_class | child_class | collection | parent_object | child_object | property | band_id | value | units | date_from | date_to | pattern | escalator | condition | variable | filename | scenario | memo | period_type_id
Reserve | Region | Regions | Spin Up | 1 | Load Risk | 1 | 3
Reserve | Region | Regions | Spin Up | 2 | Load Risk | 1 | 3
Reserve | Region | Regions | Spin Up | 3 | Load Risk | 1 | 3
System | Data File | Data Files | System | Pass Commit | filename | 1 | 0 | [7 empty] | Model Year DA Solution\interval\ST Generator(*).Units Generating.csv | {Object}RT Filepointers
System | Data File | Data Files | System | Pass Fixed Load | filename | 1 | 0 | [7 empty] | Model Year DA Solution\interval\ST Generator(*).Generation.csv | {Object}RT Filepointers
System | Data File | Data Files | System | Pass Units Out | filename | 1 | 0 | [7 empty] | Model Year DA Solution\interval\ST Generator(*).Units Out.csv | {Object}RT Filepointers
System | Fuel | Fuels | System | Coal/Steam | Price | 1 | 2.114
System | Fuel | Fuels | System | Hydro | Price | 1 | 0
System | Fuel | Fuels | System | NG/CC | Price | 1 | 3.887
System | Fuel | Fuels | System | NG/CT | Price | 1 | 3.887
System | Fuel | Fuels | System | Nuclear | Price | 1 | 0.81
System | Fuel | Fuels | System | Oil/CT | Price | 1 | 10.349
System | Fuel | Fuels | System | Oil/Steam | Price | 1 | 10.349
System | Generator | Generators | System | 101_1 | Forced Outage Rate | 1 | 0.1 | [8 empty] | {Object}Gen Outages
System | Generator | Generators | System | 101_1 | Heat Rate | 1 | 15063.6
System | Generator | Generators | System | 101_1 | Heat Rate | 2 | 14998.5
System | Generator | Generators | System | 101_1 | Heat Rate | 3 | 14066
System | Generator | Generators | System | 101_1 | Load Point | 1 | 15.8
System | Generator | Generators | System | 101_1 | Load Point | 2 | 16
System | Generator | Generators | System | 101_1 | Load Point | 3 | 19.8
System | Generator | Generators | System | 101_1 | Max Capacity | 1 | 20
System | Generator | Generators | System | 101_1 | Max Ramp Down | 1 | 3
System | Generator | Generators | System | 101_1 | Max Ramp Up | 1 | 3
System | Generator | Generators | System | 101_1 | Mean Time to Repair | 1 | 50 | [8 empty] | {Object}Gen Outages
System | Generator | Generators | System | 101_1 | Min Down Time | 1 | 1
System | Generator | Generators | System | 101_1 | Min Stable Level | 1 | 8
System | Generator | Generators | System | 101_1 | Min Up Time | 1 | 1
System | Generator | Generators | System | 101_1 | Shutdown Cost | 1 | 52
System | Generator | Generators | System | 101_1 | Start Cost | 1 | 52
System | Generator | Generators | System | 101_1 | Units | 1 | 1
System | Generator | Generators | System | 101_1 | Units Out | 1 | 0 | [7 empty] | {Object}Pass Units Out | {Object}RT Run
System | Generator | Generators | System | 101_2 | Forced Outage Rate | 1 | 0.1 | [8 empty] | {Object}Gen Outages
System | Generator | Generators | System | 101_2 | Heat Rate | 1 | 15063.6
System | Generator | Generators | System | 101_2 | Heat Rate | 2 | 14998.5
System | Generator | Generators | System | 101_2 | Heat Rate | 3 | 14066
System | Generator | Generators | System | 101_2 | Load Point | 1 | 15.8
System | Generator | Generators | System | 101_2 | Load Point | 2 | 16
System | Generator | Generators | System | 101_2 | Load Point | 3 | 19.8
System | Generator | Generators | System | 101_2 | Max Capacity | 1 | 20
System | Generator | Generators | System | 101_2 | Max Ramp Down | 1 | 3
System | Generator | Generators | System | 101_2 | Max Ramp Up | 1 | 3
System | Generator | Generators | System | 101_2 | Mean Time to Repair | 1 | 50 | [8 empty] | {Object}Gen Outages
System | Generator | Generators | System | 101_2 | Min Down Time | 1 | 1
System | Generator | Generators | System | 101_2 | Min Stable Level | 1 | 8
System | Generator | Generators | System | 101_2 | Min Up Time | 1 | 1
System | Generator | Generators | System | 101_2 | Shutdown Cost | 1 | 52
System | Generator | Generators | System | 101_2 | Start Cost | 1 | 52
System | Generator | Generators | System | 101_2 | Units | 1 | 1
System | Generator | Generators | System | 101_2 | Units Out | 1 | 0 | [7 empty] | {Object}Pass Units Out | {Object}RT Run
System | Generator | Generators | System | 101_3 | Commit | 1 | 0 | [7 empty] | {Object}Pass Commit | {Object}RT Run
System | Generator | Generators | System | 101_3 | Forced Outage Rate | 1 | 0.02 | [8 empty] | {Object}Gen Outages
System | Generator | Generators | System | 101_3 | Heat Rate | 1 | 17106.9
System | Generator | Generators | System | 101_3 | Heat Rate | 2 | 12571.5
System | Generator | Generators | System | 101_3 | Heat Rate | 3 | 11594.4
System | Generator | Generators | System | 101_3 | Load Point | 1 | 15.2
System | Generator | Generators | System | 101_3 | Load Point | 2 | 38
System | Generator | Generators | System | 101_3 | Load Point | 3 | 60.8
System | Generator | Generators | System | 101_3 | Max Capacity | 1 | 76
System | Generator | Generators | System | 101_3 | Max Ramp Down | 1 | 2
System | Generator | Generators | System | 101_3 | Max Ramp Up | 1 | 2
System | Generator | Generators | System | 101_3 | Mean Time to Repair | 1 | 40 | [8 empty] | {Object}Gen Outages
System | Generator | Generators | System | 101_3 | Min Down Time | 1 | 4
System | Generator | Generators | System | 101_3 | Min Stable Level | 1 | 30
System | Generator | Generators | System | 101_3 | Min Up Time | 1 | 8
System | Generator | Generators | System | 101_3 | Shutdown Cost | 1 | 6168
System | Generator | Generators | System | 101_3 | Start Cost | 1 | 6168
System | Generator | Generators | System | 101_3 | Units | 1 | 1
System | Generator | Generators | System | 101_3 | Units Out | 1 | 0 | [7 empty] | {Object}Pass Units Out | {Object}RT Run
System | Generator | Generators | System | 101_4 | Commit | 1 | 0 | [7 empty] | {Object}Pass Commit | {Object}RT Run
System | Generator | Generators | System | 101_4 | Forced Outage Rate | 1 | 0.02 | [8 empty] | {Object}Gen Outages
System | Generator | Generators | System | 101_4 | Heat Rate | 1 | 17106.9
System | Generator | Generators | System | 101_4 | Heat Rate | 2 | 12571.5
System | Generator | Generators | System | 101_4 | Heat Rate | 3 | 11594.4
System | Generator | Generators | System | 101_4 | Load Point | 1 | 15.2
System | Generator | Generators | System | 101_4 | Load Point | 2 | 38
System | Generator | Generators | System | 101_4 | Load Point | 3 | 60.8
System | Generator | Generators | System | 101_4 | Max Capacity | 1 | 76
System | Generator | Generators | System | 101_4 | Max Ramp Down | 1 | 2
System | Generator | Generators | System | 101_4 | Max Ramp Up | 1 | 2
System | Generator | Generators | System | 101_4 | Mean Time to Repair | 1 | 40 | [8 empty] | {Object}Gen Outages
System | Generator | Generators | System | 101_4 | Min Down Time | 1 | 4
System | Generator | Generators | System | 101_4 | Min Stable Level | 1 | 30
System | Generator | Generators | System | 101_4 | Min Up Time | 1 | 8
System | Generator | Generators | System | 101_4 | Shutdown Cost | 1 | 6168
System | Generator | Generators | System | 101_4 | Start Cost | 1 | 6168
System | Generator | Generators | System | 101_4 | Units | 1 | 1
System | Generator | Generators | System | 101_4 | Units Out | 1 | 0 | [7 empty] | {Object}Pass Units Out | {Object}RT Run
System | Generator | Generators | System | 101_pv | Max Capacity | 1 | 25.9
System | Generator | Generators | System | 101_pv | Rating | 1 | 0 | [7 empty] | timeseries_data_files\wind_pv_rtpv\DA_pv.csv | {Object}RE: DA
System | Generator | Generators | System | 101_pv | Rating | 1 | 0 | [7 empty] | timeseries_data_files\wind_pv_rtpv\RT_pv.csv | {Object}RE: RT
System | Generator | Generators | System | 101_pv | Units | 1 | 0
System | Generator | Generators | System | 101_pv_2 | Max Capacity | 1 | 26.7
System | Generator | Generators | System | 101_pv_2 | Rating | 1 | 0 | [7 empty] | timeseries_data_files\wind_pv_rtpv\DA_pv.csv | {Object}RE: DA
System | Generator | Generators | System | 101_pv_2 | Rating | 1 | 0 | [7 empty] | timeseries_data_files\wind_pv_rtpv\RT_pv.csv | {Object}RE: RT
System | Generator | Generators | System | 101_pv_2 | Units | 1 | 0
System | Generator | Generators | System | 101_pv_3 | Max Capacity | 1 | 26.2
System | Generator | Generators | System | 101_pv_3 | Rating | 1 | 0 | [7 empty] | timeseries_data_files\wind_pv_rtpv\DA_pv.csv | {Object}RE: DA
System | Generator | Generators | System | 101_pv_3 | Rating | 1 | 0 | [7 empty] | timeseries_data_files\wind_pv_rtpv\RT_pv.csv | {Object}RE: RT
System | Generator | Generators | System | 101_pv_3 | Units | 1 | 0
System | Generator | Generators | System | 101_pv_4 | Max Capacity | 1 | 25.8
System | Generator | Generators | System | 101_pv_4 | Rating | 1 | 0 | [7 empty] | timeseries_data_files\wind_pv_rtpv\DA_pv.csv | {Object}RE: DA
System | Generator | Generators | System | 101_pv_4 | Rating | 1 | 0 | [7 empty] | timeseries_data_files\wind_pv_rtpv\RT_pv.csv | {Object}RE: RT
System | Generator | Generators | System | 101_pv_4 | Units | 1 | 0
System | Generator | Generators | System | 102_1 | Forced Outage Rate | 1 | 0.1 | [8 empty] | {Object}Gen Outages
System | Generator | Generators | System | 102_1 | Heat Rate | 1 | 15063.6
System | Generator | Generators | System | 102_1 | Heat Rate | 2 | 14998.5
System | Generator | Generators | System | 102_1 | Heat Rate | 3 | 14066
System | Generator | Generators | System | 102_1 | Load Point | 1 | 15.8
System | Generator | Generators | System | 102_1 | Load Point | 2 | 16
System | Generator | Generators | System | 102_1 | Load Point | 3 | 19.8
System | Generator | Generators | System | 102_1 | Max Capacity | 1 | 20
System | Generator | Generators | System | 102_1 | Max Ramp Down | 1 | 3
System | Generator | Generators | System | 102_1 | Max Ramp Up | 1 | 3
System | Generator | Generators | System | 102_1 | Mean Time to Repair | 1 | 50 | [8 empty] | {Object}Gen Outages
System | Generator | Generators | System | 102_1 | Min Down Time | 1 | 1
System | Generator | Generators | System | 102_1 | Min Stable Level | 1 | 8
System | Generator | Generators | System | 102_1 | Min Up Time | 1 | 1
System | Generator | Generators | System | 102_1 | Shutdown Cost | 1 | 52
System | Generator | Generators | System | 102_1 | Start Cost | 1 | 52
System | Generator | Generators | System | 102_1 | Units | 1 | 1
System | Generator | Generators | System | 102_1 | Units Out | 1 | 0 | [7 empty] | {Object}Pass Units Out | {Object}RT Run
System | Generator | Generators | System | 102_2 | Forced Outage Rate | 1 | 0.1 | [8 empty] | {Object}Gen Outages
System | Generator | Generators | System | 102_2 | Heat Rate | 1 | 15063.6
System | Generator | Generators | System | 102_2 | Heat Rate | 2 | 14998.5
System | Generator | Generators | System | 102_2 | Heat Rate | 3 | 14066
System | Generator | Generators | System | 102_2 | Load Point | 1 | 15.8
System | Generator | Generators | System | 102_2 | Load Point | 2 | 16
System | Generator | Generators | System | 102_2 | Load Point | 3 | 19.8
System | Generator | Generators | System | 102_2 | Max Capacity | 1 | 20
System | Generator | Generators | System | 102_2 | Max Ramp Down | 1 | 3
System | Generator | Generators | System | 102_2 | Max Ramp Up | 1 | 3
System | Generator | Generators | System | 102_2 | Mean Time to Repair | 1 | 50 | [8 empty] | {Object}Gen Outages
System | Generator | Generators | System | 102_2 | Min Down Time | 1 | 1
System | Generator | Generators | System | 102_2 | Min Stable Level | 1 | 8
System | Generator | Generators | System | 102_2 | Min Up Time | 1 | 1
System | Generator | Generators | System | 102_2 | Shutdown Cost | 1 | 52
System | Generator | Generators | System | 102_2 | Start Cost | 1 | 52
System | Generator | Generators | System | 102_2 | Units | 1 | 1
System | Generator | Generators | System | 102_2 | Units Out | 1 | 0 | [7 empty] | {Object}Pass Units Out | {Object}RT Run
System | Generator | Generators | System | 102_3 | Commit | 1 | 0 | [7 empty] | {Object}Pass Commit | {Object}RT Run
System | Generator | Generators | System | 102_3 | Forced Outage Rate | 1 | 0.02 | [8 empty] | {Object}Gen Outages
System | Generator | Generators | System | 102_3 | Heat Rate | 1 | 17106.9
System | Generator | Generators | System | 102_3 | Heat Rate | 2 | 12571.5
System | Generator | Generators | System | 102_3 | Heat Rate | 3 | 11594.4
System | Generator | Generators | System | 102_3 | Load Point | 1 | 15.2
System | Generator | Generators | System | 102_3 | Load Point | 2 | 38
System | Generator | Generators | System | 102_3 | Load Point | 3 | 60.8
System | Generator | Generators | System | 102_3 | Max Capacity | 1 | 76
System | Generator | Generators | System | 102_3 | Max Ramp Down | 1 | 2
System | Generator | Generators | System | 102_3 | Max Ramp Up | 1 | 2
System | Generator | Generators | System | 102_3 | Mean Time to Repair | 1 | 40 | [8 empty] | {Object}Gen Outages
System | Generator | Generators | System | 102_3 | Min Down Time | 1 | 4
System | Generator | Generators | System | 102_3 | Min Stable Level | 1 | 30
System | Generator | Generators | System | 102_3 | Min Up Time | 1 | 8
System | Generator | Generators | System | 102_3 | Shutdown Cost | 1 | 6168
System | Generator | Generators | System | 102_3 | Start Cost | 1 | 6168
System | Generator | Generators | System | 102_3 | Units | 1 | 1
System | Generator | Generators | System | 102_3 | Units Out | 1 | 0 | [7 empty] | {Object}Pass Units Out | {Object}RT Run
System | Generator | Generators | System | 102_4 | Commit | 1 | 0 | [7 empty] | {Object}Pass Commit | {Object}RT Run
System | Generator | Generators | System | 102_4 | Forced Outage Rate | 1 | 0.02 | [8 empty] | {Object}Gen Outages
System | Generator | Generators | System | 102_4 | Heat Rate | 1 | 17106.9
System | Generator | Generators | System | 102_4 | Heat Rate | 2 | 12571.5
System | Generator | Generators | System | 102_4 | Heat Rate | 3 | 11594.4
System | Generator | Generators | System | 102_4 | Load Point | 1 | 15.2
System | Generator | Generators | System | 102_4 | Load Point | 2 | 38
System | Generator | Generators | System | 102_4 | Load Point | 3 | 60.8
System | Generator | Generators | System | 102_4 | Max Capacity | 1 | 76
System | Generator | Generators | System | 102_4 | Max Ramp Down | 1 | 2
System | Generator | Generators | System | 102_4 | Max Ramp Up | 1 | 2
System | Generator | Generators | System | 102_4 | Mean Time to Repair | 1 | 40 | [8 empty] | {Object}Gen Outages
System | Generator | Generators | System | 102_4 | Min Down Time | 1 | 4
System | Generator | Generators | System | 102_4 | Min Stable Level | 1 | 30
System | Generator | Generators | System | 102_4 | Min Up Time | 1 | 8
System | Generator | Generators | System | 102_4 | Shutdown Cost | 1 | 6168
System | Generator | Generators | System | 102_4 | Start Cost | 1 | 6168
System | Generator | Generators | System | 102_4 | Units | 1 | 1
System | Generator | Generators | System | 102_4 | Units Out | 1 | 0 | [7 empty] | {Object}Pass Units Out | {Object}RT Run
System | Generator | Generators | System | 102_pv | Max Capacity | 1 | 25.6
System | Generator | Generators | System | 102_pv | Rating | 1 | 0 | [7 empty] | timeseries_data_files\wind_pv_rtpv\DA_pv.csv | {Object}RE: DA
System | Generator | Generators | System | 102_pv | Rating | 1 | 0 | [7 empty] | timeseries_data_files\wind_pv_rtpv\RT_pv.csv | {Object}RE: RT
System | Generator | Generators | System | 102_pv | Units | 1 | 0
System | Generator | Generators | System | 102_pv_2 | Max Capacity | 1 | 25.3
System | Generator | Generators | System | 102_pv_2 | Rating | 1 | 0 | [7 empty] | timeseries_data_files\wind_pv_rtpv\DA_pv.csv | {Object}RE: DA
System | Generator | Generators | System | 102_pv_2 | Rating | 1 | 0 | [7 empty] | timeseries_data_files\wind_pv_rtpv\RT_pv.csv | {Object}RE: RT
System | Generator | Generators | System | 102_pv_2 | Units | 1 | 1
System | Generator | Generators | System | 103_pv | Max Capacity | 1 | 61.5
System | Generator | Generators | System | 103_pv | Rating | 1 | 0 | [7 empty] | timeseries_data_files\wind_pv_rtpv\DA_pv.csv | {Object}RE: DA
System | Generator | Generators | System | 103_pv | Rating | 1 | 0 | [7 empty] | timeseries_data_files\wind_pv_rtpv\RT_pv.csv | {Object}RE: RT
System | Generator | Generators | System | 103_pv | Units | 1 | 0
System | Generator | Generators | System | 104_csp | Max Capacity | 1 | 100
System | Generator | Generators | System | 104_csp | Max Ramp Up | 1 | 10 | [8 empty] | {Object}Add CSP
System | Generator | Generators | System | 104_csp | Min Down Time | 1 | 1 | [8 empty] | {Object}Add CSP
System | Generator | Generators | System | 104_csp | Min Stable Level | 1 | 15 | [8 empty] | {Object}Add CSP
System | Generator | Generators | System | 104_csp | Min Up Time | 1 | 1 | [8 empty] | {Object}Add CSP
System | Generator | Generators | System | 104_csp | Start Cost | 1 | 100 | [8 empty] | {Object}Add CSP
System | Generator | Generators | System | 104_csp | Units | 1 | 0
System | Generator | Generators | System | 104_csp | Units | 1 | 1 | [8 empty] | {Object}Add CSP
System | Generator | Generators | System | 104_pv | Max Capacity | 1 | 26.8
System | Generator | Generators | System | 104_pv | Rating | 1 | 0 | [7 empty] | timeseries_data_files\wind_pv_rtpv\DA_pv.csv | {Object}RE: DA
System | Generator | Generators | System | 104_pv | Rating | 1 | 0 | [7 empty] | timeseries_data_files\wind_pv_rtpv\RT_pv.csv | {Object}RE: RT
System | Generator | Generators | System | 104_pv | Units | 1 | 0
System | Generator | Generators | System | 107_1 | Commit | 1 | 0 | [7 empty] | {Object}Pass Commit | {Object}RT Run
System | Generator | Generators | System | 107_1 | Forced Outage Rate | 1 | 0.033 | [8 empty] | {Object}Gen Outages
System | Generator | Generators | System | 107_1 | Heat Rate | 1 | 13249.7
System | Generator | Generators | System | 107_1 | Heat Rate | 2 | 12476.2
System | Generator | Generators | System | 107_1 | Heat Rate | 3 | 10981.8
System | Generator | Generators | System | 107_1 | Load Point | 1 | 223.7
System | Generator | Generators | System | 107_1 | Load Point | 2 | 248.5
System | Generator | Generators | System | 107_1 | Load Point | 3 | 323.1
System | Generator | Generators | System | 107_1 | Max Capacity | 1 | 355
System | Generator | Generators | System | 107_1 | Max Ramp Down | 1 | 4.14
System | Generator | Generators | System | 107_1 | Max Ramp Up | 1 | 4.14
System | Generator | Generators | System | 107_1 | Mean Time to Repair | 1 | 24 | [8 empty] | {Object}Gen Outages
System | Generator | Generators | System | 107_1 | Min Down Time | 1 | 4.5
System | Generator | Generators | System | 107_1 | Min Stable Level | 1 | 168
System | Generator | Generators | System | 107_1 | Min Up Time | 1 | 8
System | Generator | Generators | System | 107_1 | Shutdown Cost | 1 | 327
System | Generator | Generators | System | 107_1 | Start Cost | 1 | 327
System | Generator | Generators | System | 107_1 | Units | 1 | 1
System | Generator | Generators | System | 107_1 | Units Out | 1 | 0 | [7 empty] | {Object}Pass Units Out | {Object}RT Run
System | Generator | Generators | System | 113_1 | Forced Outage Rate | 1 | 0.031 | [8 empty] | {Object}Gen Outages
System | Generator | Generators | System | 113_1 | Heat Rate | 1 | 13954.8
System | Generator | Generators | System | 113_1 | Heat Rate | 2 | 13628.5
System | Generator | Generators | System | 113_1 | Heat Rate | 3 | 12845.4
System | Generator | Generators | System | 113_1 | Load Point | 1 | 33
System | Generator | Generators | System | 113_1 | Load Point | 2 | 35.8
System | Generator | Generators | System | 113_1 | Load Point | 3 | 46.8
System | Generator | Generators | System | 113_1 | Max Capacity | 1 | 55
System | Generator | Generators | System | 113_1 | Max Ramp Down | 1 | 3.7
System | Generator | Generators | System | 113_1 | Max Ramp Up | 1 | 3.7
System | Generator | Generators | System | 113_1 | Mean Time to Repair | 1 | 51 | [8 empty] | {Object}Gen Outages
System | Generator | Generators | System | 113_1 | Min Down Time | 1 | 2.2
System | Generator | Generators | System | 113_1 | Min Stable Level | 1 | 22
System | Generator | Generators | System | 113_1 | Min Up Time | 1 | 2.2
System | Generator | Generators | System | 113_1 | Shutdown Cost | 1 | 47
System | Generator | Generators | System | 113_1 | Start Cost | 1 | 47
System | Generator | Generators | System | 113_1 | Units | 1 | 1
System | Generator | Generators | System | 113_1 | Units Out | 1 | 0 | [7 empty] | {Object}Pass Units Out | {Object}RT Run
System | Generator | Generators | System | 113_2 | Forced Outage Rate | 1 | 0.031 | [8 empty] | {Object}Gen Outages
System | Generator | Generators | System | 113_2 | Heat Rate | 1 | 13954.8
System | Generator | Generators | System | 113_2 | Heat Rate | 2 | 13628.5
System | Generator | Generators | System | 113_2 | Heat Rate | 3 | 12845.4
System | Generator | Generators | System | 113_2 | Load Point | 1 | 33
System | Generator | Generators | System | 113_2 | Load Point | 2 | 35.8
System | Generator | Generators | System | 113_2 | Load Point | 3 | 46.8
System | Generator | Generators | System | 113_2 | Max Capacity | 1 | 55
System | Generator | Generators | System | 113_2 | Max Ramp Down | 1 | 3.7
System | Generator | Generators | System | 113_2 | Max Ramp Up | 1 | 3.7
System | Generator | Generators | System | 113_2 | Mean Time to Repair | 1 | 51 | [8 empty] | {Object}Gen Outages
System | Generator | Generators | System | 113_2 | Min Down Time | 1 | 2.2
System | Generator | Generators | System | 113_2 | Min Stable Level | 1 | 22
System | Generator | Generators | System | 113_2 | Min Up Time | 1 | 2.2
System | Generator | Generators | System | 113_2 | Shutdown Cost | 1 | 47
System | Generator | Generators | System | 113_2 | Start Cost | 1 | 47
System | Generator | Generators | System | 113_2 | Units | 1 | 1
System | Generator | Generators | System | 113_2 | Units Out | 1 | 0 | [7 empty] | {Object}Pass Units Out | {Object}RT Run
System | Generator | Generators | System | 113_3 | Forced Outage Rate | 1 | 0.031 | [8 empty] | {Object}Gen Outages
System | Generator | Generators | System | 113_3 | Heat Rate | 1 | 13954.8
System | Generator | Generators | System | 113_3 | Heat Rate | 2 | 13628.5
System | Generator | Generators | System | 113_3 | Heat Rate | 3 | 12845.4
System | Generator | Generators | System | 113_3 | Load Point | 1 | 33
System | Generator | Generators | System | 113_3 | Load Point | 2 | 35.8
System | Generator | Generators | System | 113_3 | Load Point | 3 | 46.8
System | Generator | Generators | System | 113_3 | Max Capacity | 1 | 55
System | Generator | Generators | System | 113_3 | Max Ramp Down | 1 | 3.7
System | Generator | Generators | System | 113_3 | Max Ramp Up | 1 | 3.7
System | Generator | Generators | System | 113_3 | Mean Time to Repair | 1 | 51 | [8 empty] | {Object}Gen Outages
System | Generator | Generators | System | 113_3 | Min Down Time | 1 | 2.2
System | Generator | Generators | System | 113_3 | Min Stable Level | 1 | 22
System | Generator | Generators | System | 113_3 | Min Up Time | 1 | 2.2
System | Generator | Generators | System | 113_3 | Shutdown Cost | 1 | 47
System | Generator | Generators | System | 113_3 | Start Cost | 1 | 47
System | Generator | Generators | System | 113_3 | Units | 1 | 1
System | Generator | Generators | System | 113_3 | Units Out | 1 | 0 | [7 empty] | {Object}Pass Units Out | {Object}RT Run
System | Generator | Generators | System | 113_4 | Forced Outage Rate | 1 | 0.031 | [8 empty] | {Object}Gen Outages
System | Generator | Generators | System | 113_4 | Heat Rate | 1 | 13954.8
System | Generator | Generators | System | 113_4 | Heat Rate | 2 | 13628.5
System | Generator | Generators | System | 113_4 | Heat Rate | 3 | 12845.4
System | Generator | Generators | System | 113_4 | Load Point | 1 | 33
System | Generator | Generators | System | 113_4 | Load Point | 2 | 35.8
System | Generator | Generators | System | 113_4 | Load Point | 3 | 46.8
System | Generator | Generators | System | 113_4 | Max Capacity | 1 | 55
System | Generator | Generators | System | 113_4 | Max Ramp Down | 1 | 3.7
System | Generator | Generators | System | 113_4 | Max Ramp Up | 1 | 3.7
System | Generator | Generators | System | 113_4 | Mean Time to Repair | 1 | 51 | [8 empty] | {Object}Gen Outages
System | Generator | Generators | System | 113_4 | Min Down Time | 1 | 2.2
System | Generator | Generators | System | 113_4 | Min Stable Level | 1 | 22
System | Generator | Generators | System | 113_4 | Min Up Time | 1 | 2.2
System | Generator | Generators | System | 113_4 | Shutdown Cost | 1 | 47
System | Generator | Generators | System | 113_4 | Start Cost | 1 | 47
System | Generator | Generators | System | 113_4 | Units | 1 | 1
System | Generator | Generators | System | 113_4 | Units Out | 1 | 0 | [7 empty] | {Object}Pass Units Out | {Object}RT Run
System | Generator | Generators | System | 113_pv | Max Capacity | 1 | 93.6
System | Generator | Generators | System | 113_pv | Rating | 1 | 0 | [7 empty] | timeseries_data_files\wind_pv_rtpv\DA_pv.csv | {Object}RE: DA
System | Generator | Generators | System | 113_pv | Rating | 1 | 0 | [7 empty] | timeseries_data_files\wind_pv_rtpv\RT_pv.csv | {Object}RE: RT
System | Generator | Generators | System | 113_pv | Units | 1 | 1
System | Generator | Generators | System | 114_1 | Forced Outage Rate | 1 | 0 | [8 empty] | {Object}Gen Outages
System | Generator | Generators | System | 114_1 | Max Capacity | 1 | 0
System | Generator | Generators | System | 114_1 | Max Ramp Down | 1 | 0
System | Generator | Generators | System | 114_1 | Max Ramp Up | 1 | 0
System | Generator | Generators | System | 114_1 | Mean Time to Repair | 1 | 0 | [8 empty] | {Object}Gen Outages
System | Generator | Generators | System | 114_1 | Units | 1 | 1
System | Generator | Generators | System | 115_1 | Forced Outage Rate | 1 | 0.02 | [8 empty] | {Object}Gen Outages
System | Generator | Generators | System | 115_1 | Heat Rate | 1 | 16017.6
System | Generator | Generators | System | 115_1 | Heat Rate | 2 | 12514.7
System | Generator | Generators | System | 115_1 | Heat Rate | 3 | 11695.6
System | Generator | Generators | System | 115_1 | Load Point | 1 | 2.4
System | Generator | Generators | System | 115_1 | Load Point | 2 | 6
System | Generator | Generators | System | 115_1 | Load Point | 3 | 9.6
System | Generator | Generators | System | 115_1 | Max Capacity | 1 | 12
System | Generator | Generators | System | 115_1 | Max Ramp Down | 1 | 1
System | Generator | Generators | System | 115_1 | Max Ramp Up | 1 | 1
System | Generator | Generators | System | 115_1 | Mean Time to Repair | 1 | 60 | [8 empty] | {Object}Gen Outages
System | Generator | Generators | System | 115_1 | Min Down Time | 1 | 2
System | Generator | Generators | System | 115_1 | Min Stable Level | 1 | 5
System | Generator | Generators | System | 115_1 | Min Up Time | 1 | 4
System | Generator | Generators | System | 115_1 | Shutdown Cost | 1 | 704
System | Generator | Generators | System | 115_1 | Start Cost | 1 | 704
System | Generator | Generators | System | 115_1 | Units | 1 | 1
System | Generator | Generators | System | 115_1 | Units Out | 1 | 0 | [7 empty] | {Object}Pass Units Out | {Object}RT Run
System | Generator | Generators | System | 115_2 | Forced Outage Rate | 1 | 0.02 | [8 empty] | {Object}Gen Outages
System | Generator | Generators | System | 115_2 | Heat Rate | 1 | 16017.6
System | Generator | Generators | System | 115_2 | Heat Rate | 2 | 12514.7
System | Generator | Generators | System | 115_2 | Heat Rate | 3 | 11695.6
System | Generator | Generators | System | 115_2 | Load Point | 1 | 2.4
System | Generator | Generators | System | 115_2 | Load Point | 2 | 6
System | Generator | Generators | System | 115_2 | Load Point | 3 | 9.6
System | Generator | Generators | System | 115_2 | Max Capacity | 1 | 12
System | Generator | Generators | System | 115_2 | Max Ramp Down | 1 | 1
System | Generator | Generators | System | 115_2 | Max Ramp Up | 1 | 1
System | Generator | Generators | System | 115_2 | Mean Time to Repair | 1 | 60 | [8 empty] | {Object}Gen Outages
System | Generator | Generators | System | 115_2 | Min Down Time | 1 | 2
System | Generator | Generators | System | 115_2 | Min Stable Level | 1 | 5
System | Generator | Generators | System | 115_2 | Min Up Time | 1 | 4
System | Generator | Generators | System | 115_2 | Shutdown Cost | 1 | 704
System | Generator | Generators | System | 115_2 | Start Cost | 1 | 704
System | Generator | Generators | System | 115_2 | Units | 1 | 1
System | Generator | Generators | System | 115_2 | Units Out | 1 | 0 | [7 empty] | {Object}Pass Units Out | {Object}RT Run
System | Generator | Generators | System | 115_3 | Commit | 1 | 0 | [7 empty] | {Object}Pass Commit | {Object}RT Run
System | Generator | Generators | System | 115_3 | Forced Outage Rate | 1 | 0.04 | [8 empty] | {Object}Gen Outages
System | Generator | Generators | System | 115_3 | Heat Rate | 1 | 11243.9
System | Generator | Generators | System | 115_3 | Heat Rate | 2 | 10002.7
System | Generator | Generators | System | 115_3 | Heat Rate | 3 | 9637.3
System | Generator | Generators | System | 115_3 | Load Point | 1 | 54.2
System | Generator | Generators | System | 115_3 | Load Point | 2 | 93
System | Generator | Generators | System | 115_3 | Load Point | 3 | 124
System | Generator | Generators | System | 115_3 | Max Capacity | 1 | 155
System | Generator | Generators | System | 115_3 | Max Ramp Down | 1 | 3
System | Generator | Generators | System | 115_3 | Max Ramp Up | 1 | 3
System | Generator | Generators | System | 115_3 | Mean Time to Repair | 1 | 40 | [8 empty] | {Object}Gen Outages
System | Generator | Generators | System | 115_3 | Min Down Time | 1 | 8
System | Generator | Generators | System | 115_3 | Min Stable Level | 1 | 62
System | Generator | Generators | System | 115_3 | Min Up Time | 1 | 8
System | Generator | Generators | System | 115_3 | Shutdown Cost | 1 | 9863
System | Generator | Generators | System | 115_3 | Start Cost | 1 | 9863
System | Generator | Generators | System | 115_3 | Units | 1 | 1
System | Generator | Generators | System | 115_3 | Units Out | 1 | 0 | [7 empty] | {Object}Pass Units Out | {Object}RT Run
System | Generator | Generators | System | 116_1 | Commit | 1 | 0 | [7 empty] | {Object}Pass Commit | {Object}RT Run
System | Generator | Generators | System | 116_1 | Forced Outage Rate | 1 | 0.04 | [8 empty] | {Object}Gen Outages
System | Generator | Generators | System | 116_1 | Heat Rate | 1 | 11243.9
System | Generator | Generators | System | 116_1 | Heat Rate | 2 | 10002.7
System | Generator | Generators | System | 116_1 | Heat Rate | 3 | 9637.3
System | Generator | Generators | System | 116_1 | Load Point | 1 | 54.2
System | Generator | Generators | System | 116_1 | Load Point | 2 | 93
System | Generator | Generators | System | 116_1 | Load Point | 3 | 124
System | Generator | Generators | System | 116_1 | Max Capacity | 1 | 155
System | Generator | Generators | System | 116_1 | Max Ramp Down | 1 | 3
System | Generator | Generators | System | 116_1 | Max Ramp Up | 1 | 3
System | Generator | Generators | System | 116_1 | Mean Time to Repair | 1 | 40 | [8 empty] | {Object}Gen Outages
System | Generator | Generators | System | 116_1 | Min Down Time | 1 | 8
System | Generator | Generators | System | 116_1 | Min Stable Level | 1 | 62
System | Generator | Generators | System | 116_1 | Min Up Time | 1 | 8
System | Generator | Generators | System | 116_1 | Shutdown Cost | 1 | 9863
System | Generator | Generators | System | 116_1 | Start Cost | 1 | 9863
System | Generator | Generators | System | 116_1 | Units | 1 | 1
System | Generator | Generators | System | 116_1 | Units Out | 1 | 0 | [7 empty] | {Object}Pass Units Out | {Object}RT Run
System | Generator | Generators | System | 118_1 | Commit | 1 | 0 | [7 empty] | {Object}Pass Commit | {Object}RT Run
System | Generator | Generators | System | 118_1 | Forced Outage Rate | 1 | 0.033 | [8 empty] | {Object}Gen Outages
System | Generator | Generators | System | 118_1 | Heat Rate | 1 | 13249.7
System | Generator | Generators | System | 118_1 | Heat Rate | 2 | 12476.2
System | Generator | Generators | System | 118_1 | Heat Rate | 3 | 10981.8
System | Generator | Generators | System | 118_1 | Load Point | 1 | 223.7
System | Generator | Generators | System | 118_1 | Load Point | 2 | 248.5
System | Generator | Generators | System | 118_1 | Load Point | 3 | 323.1
System | Generator | Generators | System | 118_1 | Max Capacity | 1 | 355
System | Generator | Generators | System | 118_1 | Max Ramp Down | 1 | 4.14
System | Generator | Generators | System | 118_1 | Max Ramp Up | 1 | 4.14
System | Generator | Generators | System | 118_1 | Mean Time to Repair | 1 | 24 | [8 empty] | {Object}Gen Outages
System | Generator | Generators | System | 118_1 | Min Down Time | 1 | 4.5
System | Generator | Generators | System | 118_1 | Min Stable Level | 1 | 168
System | Generator | Generators | System | 118_1 | Min Up Time | 1 | 8
System | Generator | Generators | System | 118_1 | Shutdown Cost | 1 | 327
System | Generator | Generators | System | 118_1 | Start Cost | 1 | 327
System | Generator | Generators | System | 118_1 | Units | 1 | 1
System | Generator | Generators | System | 118_1 | Units Out | 1 | 0 | [7 empty] | {Object}Pass Units Out | {Object}RT Run
System | Generator | Generators | System | 118_rtpv | Max Capacity | 1 | 9.3
System | Generator | Generators | System | 118_rtpv | Min Stable Level | 1 | 6
System | Generator | Generators | System | 118_rtpv | Min Stable Level | 1 | 0 | [8 empty] | {Object}No RTPV MinGen
System | Generator | Generators | System | 118_rtpv | Rating | 1 | 0 | [7 empty] | timeseries_data_files\wind_pv_rtpv\DA_rtpv.csv | {Object}RE: DA
System | Generator | Generators | System | 118_rtpv | Rating | 1 | 0 | [7 empty] | timeseries_data_files\wind_pv_rtpv\RT_rtpv.csv | {Object}RE: RT
System | Generator | Generators | System | 118_rtpv | Units | 1 | 0
System | Generator | Generators | System | 118_rtpv_10 | Max Capacity | 1 | 4.5
System | Generator | Generators | System | 118_rtpv_10 | Min Stable Level | 1 | 3
System | Generator | Generators | System | 118_rtpv_10 | Min Stable Level | 1 | 0 | [8 empty] | {Object}No RTPV MinGen
System | Generator | Generators | System | 118_rtpv_10 | Rating | 1 | 0 | [7 empty] | timeseries_data_files\wind_pv_rtpv\DA_rtpv.csv | {Object}RE: DA
System | Generator | Generators | System | 118_rtpv_10 | Rating | 1 | 0 | [7 empty] | timeseries_data_files\wind_pv_rtpv\RT_rtpv.csv | {Object}RE: RT
System | Generator | Generators | System | 118_rtpv_10 | Units | 1 | 1
System | Generator | Generators | System | 118_rtpv_2 | Max Capacity | 1 | 9.7
System | Generator | Generators | System | 118_rtpv_2 | Min Stable Level | 1 | 6
System | Generator | Generators | System | 118_rtpv_2 | Min Stable Level | 1 | 0 | [8 empty] | {Object}No RTPV MinGen
System | Generator | Generators | System | 118_rtpv_2 | Rating | 1 | 0 | [7 empty] | timeseries_data_files\wind_pv_rtpv\DA_rtpv.csv | {Object}RE: DA
System | Generator | Generators | System | 118_rtpv_2 | Rating | 1 | 0 | [7 empty] | timeseries_data_files\wind_pv_rtpv\RT_rtpv.csv | {Object}RE: RT
System | Generator | Generators | System | 118_rtpv_2 | Units | 1 | 1
System | Generator | Generators | System | 118_rtpv_3 | Max Capacity | 1 | 9.4
System | Generator | Generators | System | 118_rtpv_3 | Min Stable Level | 1 | 6
System | Generator | Generators | System | 118_rtpv_3 | Min Stable Level | 1 | 0 | [8 empty] | {Object}No RTPV MinGen
System | Generator | Generators | System | 118_rtpv_3 | Rating | 1 | 0 | [7 empty] | timeseries_data_files\wind_pv_rtpv\DA_rtpv.csv | {Object}RE: DA
System | Generator | Generators | System | 118_rtpv_3 | Rating | 1 | 0 | [7 empty] | timeseries_data_files\wind_pv_rtpv\RT_rtpv.csv | {Object}RE: RT
System | Generator | Generators | System | 118_rtpv_3 | Units | 1 | 1
System | Generator | Generators | System | 118_rtpv_4 | Max Capacity | 1 | 9.1
System | Generator | Generators | System | 118_rtpv_4 | Min Stable Level | 1 | 5
System | Generator | Generators | System | 118_rtpv_4 | Min Stable Level | 1 | 0 | [8 empty] | {Object}No RTPV MinGen
System | Generator | Generators | System | 118_rtpv_4 | Rating | 1 | 0 | [7 empty] | timeseries_data_files\wind_pv_rtpv\DA_rtpv.csv | {Object}RE: DA
System | Generator | Generators | System | 118_rtpv_4 | Rating | 1 | 0 | [7 empty] | timeseries_data_files\wind_pv_rtpv\RT_rtpv.csv | {Object}RE: RT
System | Generator | Generators | System | 118_rtpv_4 | Units | 1 | 1
System | Generator | Generators | System | 118_rtpv_5 | Max Capacity | 1 | 9.1
System | Generator | Generators | System | 118_rtpv_5 | Min Stable Level | 1 | 5
System | Generator | Generators | System | 118_rtpv_5 | Min Stable Level | 1 | 0 | [8 empty] | {Object}No RTPV MinGen
System | Generator | Generators | System | 118_rtpv_5 | Rating | 1 | 0 | [7 empty] | timeseries_data_files\wind_pv_rtpv\DA_rtpv.csv | {Object}RE: DA
System | Generator | Generators | System | 118_rtpv_5 | Rating | 1 | 0 | [7 empty] | timeseries_data_files\wind_pv_rtpv\RT_rtpv.csv | {Object}RE: RT
System | Generator | Generators | System | 118_rtpv_5 | Units | 1 | 1
System | Generator | Generators | System | 118_rtpv_6 | Max Capacity | 1 | 9.7
System | Generator | Generators | System | 118_rtpv_6 | Min Stable Level | 1 | 6
System | Generator | Generators | System | 118_rtpv_6 | Min Stable Level | 1 | 0 | [8 empty] | {Object}No RTPV MinGen
System | Generator | Generators | System | 118_rtpv_6 | Rating | 1 | 0 | [7 empty] | timeseries_data_files\wind_pv_rtpv\DA_rtpv.csv | {Object}RE: DA
System | Generator | Generators | System | 118_rtpv_6 | Rating | 1 | 0 | [7 empty] | timeseries_data_files\wind_pv_rtpv\RT_rtpv.csv | {Object}RE: RT
System | Generator | Generators | System | 118_rtpv_6 | Units | 1 | 1
System | Generator | Generators | System | 118_rtpv_7 | Max Capacity | 1 | 11.8
System | Generator | Generators | System | 118_rtpv_7 | Min Stable Level | 1 | 7
System | Generator | Generators | System | 118_rtpv_7 | Min Stable Level | 1 | 0 | [8 empty] | {Object}No RTPV MinGen
System | Generator | Generators | System | 118_rtpv_7 | Rating | 1 | 0 | [7 empty] | timeseries_data_files\wind_pv_rtpv\DA_rtpv.csv | {Object}RE: DA
System | Generator | Generators | System | 118_rtpv_7 | Rating | 1 | 0 | [7 empty] | timeseries_data_files\wind_pv_rtpv\RT_rtpv.csv | {Object}RE: RT
System | Generator | Generators | System | 118_rtpv_7 | Units | 1 | 1
System | Generator | Generators | System | 118_rtpv_8 | Max Capacity | 1 | 11.2
System | Generator | Generators | System | 118_rtpv_8 | Min Stable Level | 1 | 7
System | Generator | Generators | System | 118_rtpv_8 | Min Stable Level | 1 | 0 | [8 empty] | {Object}No RTPV MinGen
System | Generator | Generators | System | 118_rtpv_8 | Rating | 1 | 0 | [7 empty] | timeseries_data_files\wind_pv_rtpv\DA_rtpv.csv | {Object}RE: DA
System | Generator | Generators | System | 118_rtpv_8 | Rating | 1 | 0 | [7 empty] | timeseries_data_files\wind_pv_rtpv\RT_rtpv.csv | {Object}RE: RT
System | Generator | Generators | System | 118_rtpv_8 | Units | 1 | 0
System | Generator | Generators | System | 118_rtpv_9 | Max Capacity | 1 | 10.3
System | Generator | Generators | System | 118_rtpv_9 | Min Stable Level | 1 | 6
System | Generator | Generators | System | 118_rtpv_9 | Min Stable Level | 1 | 0 | [8 empty] | {Object}No RTPV MinGen
System | Generator | Generators | System | 118_rtpv_9 | Rating | 1 | 0 | [7 empty] | timeseries_data_files\wind_pv_rtpv\DA_rtpv.csv | {Object}RE: DA
System | Generator | Generators | System | 118_rtpv_9 | Rating | 1 | 0 | [7 empty] | timeseries_data_files\wind_pv_rtpv\RT_rtpv.csv | {Object}RE: RT
System | Generator | Generators | System | 118_rtpv_9 | Units | 1 | 1
System | Generator | Generators | System | 119_pv | Max Capacity | 1 | 66.6
System | Generator | Generators | System | 119_pv | Rating | 1 | 0 | [7 empty] | timeseries_data_files\wind_pv_rtpv\DA_pv.csv | {Object}RE: DA
System | Generator | Generators | System | 119_pv | Rating | 1 | 0 | [7 empty] | timeseries_data_files\wind_pv_rtpv\RT_pv.csv | {Object}RE: RT
System | Generator | Generators | System | 119_pv | Units | 1 | 0
System | Generator | Generators | System | 121_1 | Commit | 1 | 0 | [7 empty] | {Object}Pass Commit | {Object}RT Run
System | Generator | Generators | System | 121_1 | Forced Outage Rate | 1 | 0.12 | [8 empty] | {Object}Gen Outages
System | Generator | Generators | System | 121_1 | Heat Rate | 1 | 12756.5
System | Generator | Generators | System | 121_1 | Heat Rate | 2 | 10804.2
System | Generator | Generators | System | 121_1 | Heat Rate | 3 | 10115.9
System | Generator | Generators | System | 121_1 | Load Point | 1 | 100
System | Generator | Generators | System | 121_1 | Load Point | 2 | 200
System | Generator | Generators | System | 121_1 | Load Point | 3 | 320
System | Generator | Generators | System | 121_1 | Max Capacity | 1 | 400
System | Generator | Generators | System | 121_1 | Max Ramp Down | 1 | 20
System | Generator | Generators | System | 121_1 | Max Ramp Up | 1 | 20
System | Generator | Generators | System | 121_1 | Mean Time to Repair | 1 | 150 | [8 empty] | {Object}Gen Outages
System | Generator | Generators | System | 121_1 | Min Down Time | 1 | 1
System | Generator | Generators | System | 121_1 | Min Stable Level | 1 | 396
System | Generator | Generators | System | 121_1 | Min Up Time | 1 | 1
System | Generator | Generators | System | 121_1 | Shutdown Cost | 1 | 8099
System | Generator | Generators | System | 121_1 | Start Cost | 1 | 8099
System | Generator | Generators | System | 121_1 | Units | 1 | 1
System | Generator | Generators | System | 121_1 | Units Out | 1 | 0 | [7 empty] | {Object}Pass Units Out | {Object}RT Run
System | Generator | Generators | System | 122_1 | Fixed Load | 1 | 0 | [7 empty] | timeseries_data_files\hydro\region1_Hydro.csv
System | Generator | Generators | System | 122_1 | Fixed Load | 1 | 0 | [7 empty] | {Object}Pass Fixed Load | {Object}RT Run
System | Generator | Generators | System | 122_1 | Forced Outage Rate | 1 | 0.01 | [8 empty] | {Object}Gen Outages
System | Generator | Generators | System | 122_1 | Load Point | 1 | 0
System | Generator | Generators | System | 122_1 | Load Point | 2 | 25
System | Generator | Generators | System | 122_1 | Load Point | 3 | 50
System | Generator | Generators | System | 122_1 | Max Capacity | 1 | 50
System | Generator | Generators | System | 122_1 | Max Ramp Down | 1 | 0
System | Generator | Generators | System | 122_1 | Max Ramp Up | 1 | 0
System | Generator | Generators | System | 122_1 | Mean Time to Repair | 1 | 20 | [8 empty] | {Object}Gen Outages
System | Generator | Generators | System | 122_1 | Min Down Time | 1 | 0
System | Generator | Generators | System | 122_1 | Min Stable Level | 1 | 0
System | Generator | Generators | System | 122_1 | Min Up Time | 1 | 0
System | Generator | Generators | System | 122_1 | Shutdown Cost | 1 | 0
System | Generator | Generators | System | 122_1 | Start Cost | 1 | 0
System | Generator | Generators | System | 122_1 | Units | 1 | 1
System | Generator | Generators | System | 122_1 | Units Out | 1 | 0 | [7 empty] | {Object}Pass Units Out | {Object}RT Run
System | Generator | Generators | System | 122_2 | Fixed Load | 1 | 0 | [7 empty] | timeseries_data_files\hydro\region1_Hydro.csv
System | Generator | Generators | System | 122_2 | Fixed Load | 1 | 0 | [7 empty] | {Object}Pass Fixed Load | {Object}RT Run
System | Generator | Generators | System | 122_2 | Forced Outage Rate | 1 | 0.01 | [8 empty] | {Object}Gen Outages
System | Generator | Generators | System | 122_2 | Load Point | 1 | 0
System | Generator | Generators | System | 122_2 | Load Point | 2 | 25
System | Generator | Generators | System | 122_2 | Load Point | 3 | 50
System | Generator | Generators | System | 122_2 | Max Capacity | 1 | 50
System | Generator | Generators | System | 122_2 | Max Ramp Down | 1 | 0
System | Generator | Generators | System | 122_2 | Max Ramp Up | 1 | 0
System | Generator | Generators | System | 122_2 | Mean Time to Repair | 1 | 20 | [8 empty] | {Object}Gen Outages
System | Generator | Generators | System | 122_2 | Min Down Time | 1 | 0
System | Generator | Generators | System | 122_2 | Min Stable Level | 1 | 0
System | Generator | Generators | System | 122_2 | Min Up Time | 1 | 0
System | Generator | Generators | System | 122_2 | Shutdown Cost | 1 | 0
System | Generator | Generators | System | 122_2 | Start Cost | 1 | 0
System | Generator | Generators | System | 122_2 | Units | 1 | 1
System | Generator | Generators | System | 122_2 | Units Out | 1 | 0 | [7 empty] | {Object}Pass Units Out | {Object}RT Run
System | Generator | Generators | System | 122_3 | Fixed Load | 1 | 0 | [7 empty] | timeseries_data_files\hydro\region1_Hydro.csv
System | Generator | Generators | System | 122_3 | Fixed Load | 1 | 0 | [7 empty] | {Object}Pass Fixed Load | {Object}RT Run
System | Generator | Generators | System | 122_3 | Forced Outage Rate | 1 | 0.01 | [8 empty] | {Object}Gen Outages
System | Generator | Generators | System | 122_3 | Load Point | 1 | 0
System | Generator | Generators | System | 122_3 | Load Point | 2 | 25
System | Generator | Generators | System | 122_3 | Load Point | 3 | 50
System | Generator | Generators | System | 122_3 | Max Capacity | 1 | 50
System | Generator | Generators | System | 122_3 | Max Ramp Down | 1 | 0
System | Generator | Generators | System | 122_3 | Max Ramp Up | 1 | 0
System | Generator | Generators | System | 122_3 | Mean Time to Repair | 1 | 20 | [8 empty] | {Object}Gen Outages
System | Generator | Generators | System | 122_3 | Min Down Time | 1 | 0
System | Generator | Generators | System | 122_3 | Min Stable Level | 1 | 0
System | Generator | Generators | System | 122_3 | Min Up Time | 1 | 0
System | Generator | Generators | System | 122_3 | Shutdown Cost | 1 | 0
System | Generator | Generators | System | 122_3 | Start Cost | 1 | 0
System | Generator | Generators | System | 122_3 | Units | 1 | 1
System | Generator | Generators | System | 122_3 | Units Out | 1 | 0 | [7 empty] | {Object}Pass Units Out | {Object}RT Run
System | Generator | Generators | System | 122_4 | Fixed Load | 1 | 0 | [7 empty] | timeseries_data_files\hydro\region1_Hydro.csv
System | Generator | Generators | System | 122_4 | Fixed Load | 1 | 0 | [7 empty] | {Object}Pass Fixed Load | {Object}RT Run
System | Generator | Generators | System | 122_4 | Forced Outage Rate | 1 | 0.01 | [8 empty] | {Object}Gen Outages
System | Generator | Generators | System | 122_4 | Load Point | 1 | 0
System | Generator | Generators | System | 122_4 | Load Point | 2 | 25
System | Generator | Generators | System | 122_4 | Load Point | 3 | 50
System | Generator | Generators | System | 122_4 | Max Capacity | 1 | 50
System | Generator | Generators | System | 122_4 | Max Ramp Down | 1 | 0
System | Generator | Generators | System | 122_4 | Max Ramp Up | 1 | 0
System | Generator | Generators | System | 122_4 | Mean Time to Repair | 1 | 20 | [8 empty] | {Object}Gen Outages
System | Generator | Generators | System | 122_4 | Min Down Time | 1 | 0
System | Generator | Generators | System | 122_4 | Min Stable Level | 1 | 0
System | Generator | Generators | System | 122_4 | Min Up Time | 1 | 0
System | Generator | Generators | System | 122_4 | Shutdown Cost | 1 | 0
System | Generator | Generators | System | 122_4 | Start Cost | 1 | 0
System | Generator | Generators | System | 122_4 | Units | 1 | 1
System | Generator | Generators | System | 122_4 | Units Out | 1 | 0 | [7 empty] | {Object}Pass Units Out | {Object}RT Run
System | Generator | Generators | System | 122_5 | Fixed Load | 1 | 0 | [7 empty] | timeseries_data_files\hydro\region1_Hydro.csv
System | Generator | Generators | System | 122_5 | Fixed Load | 1 | 0 | [7 empty] | {Object}Pass Fixed Load | {Object}RT Run
System | Generator | Generators | System | 122_5 | Forced Outage Rate | 1 | 0.01 | [8 empty] | {Object}Gen Outages
System | Generator | Generators | System | 122_5 | Load Point | 1 | 0
System | Generator | Generators | System | 122_5 | Load Point | 2 | 25
System | Generator | Generators | System | 122_5 | Load Point | 3 | 50
System | Generator | Generators | System | 122_5 | Max Capacity | 1 | 50
System | Generator | Generators | System | 122_5 | Max Ramp Down | 1 | 0
System | Generator | Generators | System | 122_5 | Max Ramp Up | 1 | 0
System | Generator | Generators | System | 122_5 | Mean Time to Repair | 1 | 20 | [8 empty] | {Object}Gen Outages
System | Generator | Generators | System | 122_5 | Min Down Time | 1 | 0
System | Generator | Generators | System | 122_5 | Min Stable Level | 1 | 0
System | Generator | Generators | System | 122_5 | Min Up Time | 1 | 0
System | Generator | Generators | System | 122_5 | Shutdown Cost | 1 | 0
System | Generator | Generators | System | 122_5 | Start Cost | 1 | 0
System | Generator | Generators | System | 122_5 | Units | 1 | 1
System | Generator | Generators | System | 122_5 | Units Out | 1 | 0 | [7 empty] | {Object}Pass Units Out | {Object}RT Run
System | Generator | Generators | System | 122_6 | Fixed Load | 1 | 0 | [7 empty] | timeseries_data_files\hydro\region1_Hydro.csv
System | Generator | Generators | System | 122_6 | Fixed Load | 1 | 0 | [7 empty] | {Object}Pass Fixed Load | {Object}RT Run
System | Generator | Generators | System | 122_6 | Forced Outage Rate | 1 | 0.01 | [8 empty] | {Object}Gen Outages
System | Generator | Generators | System | 122_6 | Load Point | 1 | 0
System | Generator | Generators | System | 122_6 | Load Point | 2 | 25
System | Generator | Generators | System | 122_6 | Load Point | 3 | 50
System | Generator | Generators | System | 122_6 | Max Capacity | 1 | 50
System | Generator | Generators | System | 122_6 | Max Ramp Down | 1 | 0
System | Generator | Generators | System | 122_6 | Max Ramp Up | 1 | 0
System | Generator | Generators | System | 122_6 | Mean Time to Repair | 1 | 20 | [8 empty] | {Object}Gen Outages
System | Generator | Generators | System | 122_6 | Min Down Time | 1 | 0
System | Generator | Generators | System | 122_6 | Min Stable Level | 1 | 0
System | Generator | Generators | System | 122_6 | Min Up Time | 1 | 0
System | Generator | Generators | System | 122_6 | Shutdown Cost | 1 | 0
System | Generator | Generators | System | 122_6 | Start Cost | 1 | 0
System | Generator | Generators | System | 122_6 | Units | 1 | 1
System | Generator | Generators | System | 122_6 | Units Out | 1 | 0 | [7 empty] | {Object}Pass Units Out | {Object}RT Run
System | Generator | Generators | System | 122_wind | Max Capacity | 1 | 713.5
System | Generator | Generators | System | 122_wind | Rating | 1 | 0 | [7 empty] | timeseries_data_files\wind_pv_rtpv\DA_wind.csv | {Object}RE: DA
System | Generator | Generators | System | 122_wind | Rating | 1 | 0 | [7 empty] | timeseries_data_files\wind_pv_rtpv\RT_wind.csv | {Object}RE: RT
System | Generator | Generators | System | 122_wind | Units | 1 | 1
System | Generator | Generators | System | 123_1 | Forced Outage Rate | 1 | 0.031 | [8 empty] | {Object}Gen Outages
System | Generator | Generators | System | 123_1 | Heat Rate | 1 | 13954.8
System | Generator | Generators | System | 123_1 | Heat Rate | 2 | 13628.5
System | Generator | Generators | System | 123_1 | Heat Rate | 3 | 12845.4
System | Generator | Generators | System | 123_1 | Load Point | 1 | 33
System | Generator | Generators | System | 123_1 | Load Point | 2 | 35.8
System | Generator | Generators | System | 123_1 | Load Point | 3 | 46.8
System | Generator | Generators | System | 123_1 | Max Capacity | 1 | 55
System | Generator | Generators | System | 123_1 | Max Ramp Down | 1 | 3.7
System | Generator | Generators | System | 123_1 | Max Ramp Up | 1 | 3.7
System | Generator | Generators | System | 123_1 | Mean Time to Repair | 1 | 51 | [8 empty] | {Object}Gen Outages
System | Generator | Generators | System | 123_1 | Min Down Time | 1 | 2.2
System | Generator | Generators | System | 123_1 | Min Stable Level | 1 | 22
System | Generator | Generators | System | 123_1 | Min Up Time | 1 | 2.2
System | Generator | Generators | System | 123_1 | Shutdown Cost | 1 | 47
System | Generator | Generators | System | 123_1 | Start Cost | 1 | 47
System | Generator | Generators | System | 123_1 | Units | 1 | 1
System | Generator | Generators | System | 123_1 | Units Out | 1 | 0 | [7 empty] | {Object}Pass Units Out | {Object}RT Run
System | Generator | Generators | System | 123_2 | Commit | 1 | 0 | [7 empty] | {Object}Pass Commit | {Object}RT Run
System | Generator | Generators | System | 123_2 | Forced Outage Rate | 1 | 0.04 | [8 empty] | {Object}Gen Outages
System | Generator | Generators | System | 123_2 | Heat Rate | 1 | 11243.9
System | Generator | Generators | System | 123_2 | Heat Rate | 2 | 10002.7
System | Generator | Generators | System | 123_2 | Heat Rate | 3 | 9637.3
System | Generator | Generators | System | 123_2 | Load Point | 1 | 54.2
System | Generator | Generators | System | 123_2 | Load Point | 2 | 93
System | Generator | Generators | System | 123_2 | Load Point | 3 | 124
System | Generator | Generators | System | 123_2 | Max Capacity | 1 | 155
System | Generator | Generators | System | 123_2 | Max Ramp Down | 1 | 3
System | Generator | Generators | System | 123_2 | Max Ramp Up | 1 | 3
System | Generator | Generators | System | 123_2 | Mean Time to Repair | 1 | 40 | [8 empty] | {Object}Gen Outages
System | Generator | Generators | System | 123_2 | Min Down Time | 1 | 8
System | Generator | Generators | System | 123_2 | Min Stable Level | 1 | 62
System | Generator | Generators | System | 123_2 | Min Up Time | 1 | 8
System | Generator | Generators | System | 123_2 | Shutdown Cost | 1 | 9863
System | Generator | Generators | System | 123_2 | Start Cost | 1 | 9863
System | Generator | Generators | System | 123_2 | Units | 1 | 1
System | Generator | Generators | System | 123_2 | Units Out | 1 | 0 | [7 empty] | {Object}Pass Units Out | {Object}RT Run
System | Generator | Generators | System | 123_3 | Commit | 1 | 0 | [7 empty] | {Object}Pass Commit | {Object}RT Run
System | Generator | Generators | System | 123_3 | Forced Outage Rate | 1 | 0.08 | [8 empty] | {Object}Gen Outages
System | Generator | Generators | System | 123_3 | Heat Rate | 1 | 10200
System | Generator | Generators | System | 123_3 | Heat Rate | 2 | 9508.4
System | Generator | Generators | System | 123_3 | Heat Rate | 3 | 9393.6
System | Generator | Generators | System | 123_3 | Load Point | 1 | 140
System | Generator | Generators | System | 123_3 | Load Point | 2 | 227.5
System | Generator | Generators | System | 123_3 | Load Point | 3 | 280
System | Generator | Generators | System | 123_3 | Max Capacity | 1 | 350
System | Generator | Generators | System | 123_3 | Max Ramp Down | 1 | 4
System | Generator | Generators | System | 123_3 | Max Ramp Up | 1 | 4
System | Generator | Generators | System | 123_3 | Mean Time to Repair | 1 | 100 | [8 empty] | {Object}Gen Outages
System | Generator | Generators | System | 123_3 | Min Down Time | 1 | 48
System | Generator | Generators | System | 123_3 | Min Stable Level | 1 | 140
System | Generator | Generators | System | 123_3 | Min Up Time | 1 | 24
System | Generator | Generators | System | 123_3 | Shutdown Cost | 1 | 46239
System | Generator | Generators | System | 123_3 | Start Cost | 1 | 46239
System | Generator | Generators | System | 123_3 | Units | 1 | 1
System | Generator | Generators | System | 123_3 | Units Out | 1 | 0 | [7 empty] | {Object}Pass Units Out | {Object}RT Run
System | Generator | Generators | System | 123_4 | Forced Outage Rate | 1 | 0.031 | [8 empty] | {Object}Gen Outages
System | Generator | Generators | System | 123_4 | Heat Rate | 1 | 13954.8
System | Generator | Generators | System | 123_4 | Heat Rate | 2 | 13628.5
System | Generator | Generators | System | 123_4 | Heat Rate | 3 | 12845.4
System | Generator | Generators | System | 123_4 | Load Point | 1 | 33
System | Generator | Generators | System | 123_4 | Load Point | 2 | 35.8
System | Generator | Generators | System | 123_4 | Load Point | 3 | 46.8
System | Generator | Generators | System | 123_4 | Max Capacity | 1 | 55
System | Generator | Generators | System | 123_4 | Max Ramp Down | 1 | 3.7
System | Generator | Generators | System | 123_4 | Max Ramp Up | 1 | 3.7
System | Generator | Generators | System | 123_4 | Mean Time to Repair | 1 | 51 | [8 empty] | {Object}Gen Outages
System | Generator | Generators | System | 123_4 | Min Down Time | 1 | 2.2
System | Generator | Generators | System | 123_4 | Min Stable Level | 1 | 22
System | Generator | Generators | System | 123_4 | Min Up Time | 1 | 2.2
System | Generator | Generators | System | 123_4 | Shutdown Cost | 1 | 47
System | Generator | Generators | System | 123_4 | Start Cost | 1 | 47
System | Generator | Generators | System | 123_4 | Units | 1 | 1
System | Generator | Generators | System | 123_4 | Units Out | 1 | 0 | [7 empty] | {Object}Pass Units Out | {Object}RT Run
System | Generator | Generators | System | 123_5 | Forced Outage Rate | 1 | 0.031 | [8 empty] | {Object}Gen Outages
System | Generator | Generators | System | 123_5 | Heat Rate | 1 | 13954.8
System | Generator | Generators | System | 123_5 | Heat Rate | 2 | 13628.5
System | Generator | Generators | System | 123_5 | Heat Rate | 3 | 12845.4
System | Generator | Generators | System | 123_5 | Load Point | 1 | 33
System | Generator | Generators | System | 123_5 | Load Point | 2 | 35.8
System | Generator | Generators | System | 123_5 | Load Point | 3 | 46.8
System | Generator | Generators | System | 123_5 | Max Capacity | 1 | 55
System | Generator | Generators | System | 123_5 | Max Ramp Down | 1 | 3.7
System | Generator | Generators | System | 123_5 | Max Ramp Up | 1 | 3.7
System | Generator | Generators | System | 123_5 | Mean Time to Repair | 1 | 51 | [8 empty] | {Object}Gen Outages
System | Generator | Generators | System | 123_5 | Min Down Time | 1 | 2.2
System | Generator | Generators | System | 123_5 | Min Stable Level | 1 | 22
System | Generator | Generators | System | 123_5 | Min Up Time | 1 | 2.2
System | Generator | Generators | System | 123_5 | Shutdown Cost | 1 | 47
System | Generator | Generators | System | 123_5 | Start Cost | 1 | 47
System | Generator | Generators | System | 123_5 | Units | 1 | 1
System | Generator | Generators | System | 123_5 | Units Out | 1 | 0 | [7 empty] | {Object}Pass Units Out | {Object}RT Run
System | Generator | Generators | System | 201_1 | Forced Outage Rate | 1 | 0.1 | [8 empty] | {Object}Gen Outages
System | Generator | Generators | System | 201_1 | Heat Rate | 1 | 15063.6
System | Generator | Generators | System | 201_1 | Heat Rate | 2 | 14998.5
System | Generator | Generators | System | 201_1 | Heat Rate | 3 | 14066
System | Generator | Generators | System | 201_1 | Load Point | 1 | 15.8
System | Generator | Generators | System | 201_1 | Load Point | 2 | 16
System | Generator | Generators | System | 201_1 | Load Point | 3 | 19.8
System | Generator | Generators | System | 201_1 | Max Capacity | 1 | 20
System | Generator | Generators | System | 201_1 | Max Ramp Down | 1 | 3
System | Generator | Generators | System | 201_1 | Max Ramp Up | 1 | 3
System | Generator | Generators | System | 201_1 | Mean Time to Repair | 1 | 50 | [8 empty] | {Object}Gen Outages
System | Generator | Generators | System | 201_1 | Min Down Time | 1 | 1
System | Generator | Generators | System | 201_1 | Min Stable Level | 1 | 8
System | Generator | Generators | System | 201_1 | Min Up Time | 1 | 1
System | Generator | Generators | System | 201_1 | Shutdown Cost | 1 | 52
System | Generator | Generators | System | 201_1 | Start Cost | 1 | 52
System | Generator | Generators | System | 201_1 | Units | 1 | 1
System | Generator | Generators | System | 201_1 | Units Out | 1 | 0 | [7 empty] | {Object}Pass Units Out | {Object}RT Run
System | Generator | Generators | System | 201_2 | Forced Outage Rate | 1 | 0.1 | [8 empty] | {Object}Gen Outages
System | Generator | Generators | System | 201_2 | Heat Rate | 1 | 15063.6
System | Generator | Generators | System | 201_2 | Heat Rate | 2 | 14998.5
System | Generator | Generators | System | 201_2 | Heat Rate | 3 | 14066
System | Generator | Generators | System | 201_2 | Load Point | 1 | 15.8
System | Generator | Generators | System | 201_2 | Load Point | 2 | 16
System | Generator | Generators | System | 201_2 | Load Point | 3 | 19.8
System | Generator | Generators | System | 201_2 | Max Capacity | 1 | 20
System | Generator | Generators | System | 201_2 | Max Ramp Down | 1 | 3
System | Generator | Generators | System | 201_2 | Max Ramp Up | 1 | 3
System | Generator | Generators | System | 201_2 | Mean Time to Repair | 1 | 50 | [8 empty] | {Object}Gen Outages
System | Generator | Generators | System | 201_2 | Min Down Time | 1 | 1
System | Generator | Generators | System | 201_2 | Min Stable Level | 1 | 8
System | Generator | Generators | System | 201_2 | Min Up Time | 1 | 1
System | Generator | Generators | System | 201_2 | Shutdown Cost | 1 | 52
System | Generator | Generators | System | 201_2 | Start Cost | 1 | 52
System | Generator | Generators | System | 201_2 | Units | 1 | 1
System | Generator | Generators | System | 201_2 | Units Out | 1 | 0 | [7 empty] | {Object}Pass Units Out | {Object}RT Run
System | Generator | Generators | System | 201_3 | Commit | 1 | 0 | [7 empty] | {Object}Pass Commit | {Object}RT Run
System | Generator | Generators | System | 201_3 | Forced Outage Rate | 1 | 0.02 | [8 empty] | {Object}Gen Outages
System | Generator | Generators | System | 201_3 | Heat Rate | 1 | 17106.9
System | Generator | Generators | System | 201_3 | Heat Rate | 2 | 12571.5
System | Generator | Generators | System | 201_3 | Heat Rate | 3 | 11594.4
System | Generator | Generators | System | 201_3 | Load Point | 1 | 15.2
System | Generator | Generators | System | 201_3 | Load Point | 2 | 38
System | Generator | Generators | System | 201_3 | Load Point | 3 | 60.8
System | Generator | Generators | System | 201_3 | Max Capacity | 1 | 76
System | Generator | Generators | System | 201_3 | Max Ramp Down | 1 | 2
System | Generator | Generators | System | 201_3 | Max Ramp Up | 1 | 2
System | Generator | Generators | System | 201_3 | Mean Time to Repair | 1 | 40 | [8 empty] | {Object}Gen Outages
System | Generator | Generators | System | 201_3 | Min Down Time | 1 | 4
System | Generator | Generators | System | 201_3 | Min Stable Level | 1 | 30
System | Generator | Generators | System | 201_3 | Min Up Time | 1 | 8
System | Generator | Generators | System | 201_3 | Shutdown Cost | 1 | 6168
System | Generator | Generators | System | 201_3 | Start Cost | 1 | 6168
System | Generator | Generators | System | 201_3 | Units | 1 | 1
System | Generator | Generators | System | 201_3 | Units Out | 1 | 0 | [7 empty] | {Object}Pass Units Out | {Object}RT Run
System | Generator | Generators | System | 201_4 | Fixed Load | 1 | 0 | [7 empty] | timeseries_data_files\hydro\region2_Hydro.csv
System | Generator | Generators | System | 201_4 | Fixed Load | 1 | 0 | [7 empty] | {Object}Pass Fixed Load | {Object}RT Run
System | Generator | Generators | System | 201_4 | Forced Outage Rate | 1 | 0.01 | [8 empty] | {Object}Gen Outages
System | Generator | Generators | System | 201_4 | Load Point | 1 | 0
System | Generator | Generators | System | 201_4 | Load Point | 2 | 25
System | Generator | Generators | System | 201_4 | Load Point | 3 | 50
System | Generator | Generators | System | 201_4 | Max Capacity | 1 | 50
System | Generator | Generators | System | 201_4 | Max Ramp Down | 1 | 0
System | Generator | Generators | System | 201_4 | Max Ramp Up | 1 | 0
System | Generator | Generators | System | 201_4 | Mean Time to Repair | 1 | 20 | [8 empty] | {Object}Gen Outages
System | Generator | Generators | System | 201_4 | Min Down Time | 1 | 0
System | Generator | Generators | System | 201_4 | Min Stable Level | 1 | 0
System | Generator | Generators | System | 201_4 | Min Up Time | 1 | 0
System | Generator | Generators | System | 201_4 | Shutdown Cost | 1 | 0
System | Generator | Generators | System | 201_4 | Start Cost | 1 | 0
System | Generator | Generators | System | 201_4 | Units | 1 | 1
System | Generator | Generators | System | 201_4 | Units Out | 1 | 0 | [7 empty] | {Object}Pass Units Out | {Object}RT Run
System | Generator | Generators | System | 202_1 | Forced Outage Rate | 1 | 0.1 | [8 empty] | {Object}Gen Outages
System | Generator | Generators | System | 202_1 | Heat Rate | 1 | 15063.6
System | Generator | Generators | System | 202_1 | Heat Rate | 2 | 14998.5
System | Generator | Generators | System | 202_1 | Heat Rate | 3 | 14066
System | Generator | Generators | System | 202_1 | Load Point | 1 | 15.8
System | Generator | Generators | System | 202_1 | Load Point | 2 | 16
System | Generator | Generators | System | 202_1 | Load Point | 3 | 19.8
System | Generator | Generators | System | 202_1 | Max Capacity | 1 | 20
System | Generator | Generators | System | 202_1 | Max Ramp Down | 1 | 3
System | Generator | Generators | System | 202_1 | Max Ramp Up | 1 | 3
System | Generator | Generators | System | 202_1 | Mean Time to Repair | 1 | 50 | [8 empty] | {Object}Gen Outages
System | Generator | Generators | System | 202_1 | Min Down Time | 1 | 1
System | Generator | Generators | System | 202_1 | Min Stable Level | 1 | 8
System | Generator | Generators | System | 202_1 | Min Up Time | 1 | 1
System | Generator | Generators | System | 202_1 | Shutdown Cost | 1 | 52
System | Generator | Generators | System | 202_1 | Start Cost | 1 | 52
System | Generator | Generators | System | 202_1 | Units | 1 | 1
System | Generator | Generators | System | 202_1 | Units Out | 1 | 0 | [7 empty] | {Object}Pass Units Out | {Object}RT Run
System | Generator | Generators | System | 202_2 | Forced Outage Rate | 1 | 0.1 | [8 empty] | {Object}Gen Outages
System | Generator | Generators | System | 202_2 | Heat Rate | 1 | 15063.6
System | Generator | Generators | System | 202_2 | Heat Rate | 2 | 14998.5
System | Generator | Generators | System | 202_2 | Heat Rate | 3 | 14066
System | Generator | Generators | System | 202_2 | Load Point | 1 | 15.8
System | Generator | Generators | System | 202_2 | Load Point | 2 | 16
System | Generator | Generators | System | 202_2 | Load Point | 3 | 19.8
System | Generator | Generators | System | 202_2 | Max Capacity | 1 | 20
System | Generator | Generators | System | 202_2 | Max Ramp Down | 1 | 3
System | Generator | Generators | System | 202_2 | Max Ramp Up | 1 | 3
System | Generator | Generators | System | 202_2 | Mean Time to Repair | 1 | 50 | [8 empty] | {Object}Gen Outages
System | Generator | Generators | System | 202_2 | Min Down Time | 1 | 1
System | Generator | Generators | System | 202_2 | Min Stable Level | 1 | 8
System | Generator | Generators | System | 202_2 | Min Up Time | 1 | 1
System | Generator | Generators | System | 202_2 | Shutdown Cost | 1 | 52
System | Generator | Generators | System | 202_2 | Start Cost | 1 | 52
System | Generator | Generators | System | 202_2 | Units | 1 | 1
System | Generator | Generators | System | 202_2 | Units Out | 1 | 0 | [7 empty] | {Object}Pass Units Out | {Object}RT Run
System | Generator | Generators | System | 202_3 | Commit | 1 | 0 | [7 empty] | {Object}Pass Commit | {Object}RT Run
System | Generator | Generators | System | 202_3 | Forced Outage Rate | 1 | 0.02 | [8 empty] | {Object}Gen Outages
System | Generator | Generators | System | 202_3 | Heat Rate | 1 | 17106.9
System | Generator | Generators | System | 202_3 | Heat Rate | 2 | 12571.5
System | Generator | Generators | System | 202_3 | Heat Rate | 3 | 11594.4
System | Generator | Generators | System | 202_3 | Load Point | 1 | 15.2
System | Generator | Generators | System | 202_3 | Load Point | 2 | 38
System | Generator | Generators | System | 202_3 | Load Point | 3 | 60.8
System | Generator | Generators | System | 202_3 | Max Capacity | 1 | 76
System | Generator | Generators | System | 202_3 | Max Ramp Down | 1 | 2
System | Generator | Generators | System | 202_3 | Max Ramp Up | 1 | 2
System | Generator | Generators | System | 202_3 | Mean Time to Repair | 1 | 40 | [8 empty] | {Object}Gen Outages
System | Generator | Generators | System | 202_3 | Min Down Time | 1 | 4
System | Generator | Generators | System | 202_3 | Min Stable Level | 1 | 30
System | Generator | Generators | System | 202_3 | Min Up Time | 1 | 8
System | Generator | Generators | System | 202_3 | Shutdown Cost | 1 | 6168
System | Generator | Generators | System | 202_3 | Start Cost | 1 | 6168
System | Generator | Generators | System | 202_3 | Units | 1 | 1
System | Generator | Generators | System | 202_3 | Units Out | 1 | 0 | [7 empty] | {Object}Pass Units Out | {Object}RT Run
System | Generator | Generators | System | 202_4 | Commit | 1 | 0 | [7 empty] | {Object}Pass Commit | {Object}RT Run
System | Generator | Generators | System | 202_4 | Forced Outage Rate | 1 | 0.02 | [8 empty] | {Object}Gen Outages
System | Generator | Generators | System | 202_4 | Heat Rate | 1 | 17106.9
System | Generator | Generators | System | 202_4 | Heat Rate | 2 | 12571.5
System | Generator | Generators | System | 202_4 | Heat Rate | 3 | 11594.4
System | Generator | Generators | System | 202_4 | Load Point | 1 | 15.2
System | Generator | Generators | System | 202_4 | Load Point | 2 | 38
System | Generator | Generators | System | 202_4 | Load Point | 3 | 60.8
System | Generator | Generators | System | 202_4 | Max Capacity | 1 | 76
System | Generator | Generators | System | 202_4 | Max Ramp Down | 1 | 2
System | Generator | Generators | System | 202_4 | Max Ramp Up | 1 | 2
System | Generator | Generators | System | 202_4 | Mean Time to Repair | 1 | 40 | [8 empty] | {Object}Gen Outages
System | Generator | Generators | System | 202_4 | Min Down Time | 1 | 4
System | Generator | Generators | System | 202_4 | Min Stable Level | 1 | 30
System | Generator | Generators | System | 202_4 | Min Up Time | 1 | 8
System | Generator | Generators | System | 202_4 | Shutdown Cost | 1 | 6168
System | Generator | Generators | System | 202_4 | Start Cost | 1 | 6168
System | Generator | Generators | System | 202_4 | Units | 1 | 1
System | Generator | Generators | System | 202_4 | Units Out | 1 | 0 | [7 empty] | {Object}Pass Units Out | {Object}RT Run
System | Generator | Generators | System | 207_1 | Forced Outage Rate | 1 | 0.031 | [8 empty] | {Object}Gen Outages
System | Generator | Generators | System | 207_1 | Heat Rate | 1 | 13954.8
System | Generator | Generators | System | 207_1 | Heat Rate | 2 | 13628.5
System | Generator | Generators | System | 207_1 | Heat Rate | 3 | 12845.4
System | Generator | Generators | System | 207_1 | Load Point | 1 | 33
System | Generator | Generators | System | 207_1 | Load Point | 2 | 35.8
System | Generator | Generators | System | 207_1 | Load Point | 3 | 46.8
System | Generator | Generators | System | 207_1 | Max Capacity | 1 | 55
System | Generator | Generators | System | 207_1 | Max Ramp Down | 1 | 3.7
System | Generator | Generators | System | 207_1 | Max Ramp Up | 1 | 3.7
System | Generator | Generators | System | 207_1 | Mean Time to Repair | 1 | 51 | [8 empty] | {Object}Gen Outages
System | Generator | Generators | System | 207_1 | Min Down Time | 1 | 2.2
System | Generator | Generators | System | 207_1 | Min Stable Level | 1 | 22
System | Generator | Generators | System | 207_1 | Min Up Time | 1 | 2.2
System | Generator | Generators | System | 207_1 | Shutdown Cost | 1 | 47
System | Generator | Generators | System | 207_1 | Start Cost | 1 | 47
System | Generator | Generators | System | 207_1 | Units | 1 | 1
System | Generator | Generators | System | 207_1 | Units Out | 1 | 0 | [7 empty] | {Object}Pass Units Out | {Object}RT Run
System | Generator | Generators | System | 207_2 | Forced Outage Rate | 1 | 0.031 | [8 empty] | {Object}Gen Outages
System | Generator | Generators | System | 207_2 | Heat Rate | 1 | 13954.8
System | Generator | Generators | System | 207_2 | Heat Rate | 2 | 13628.5
System | Generator | Generators | System | 207_2 | Heat Rate | 3 | 12845.4
System | Generator | Generators | System | 207_2 | Load Point | 1 | 33
System | Generator | Generators | System | 207_2 | Load Point | 2 | 35.8
System | Generator | Generators | System | 207_2 | Load Point | 3 | 46.8
System | Generator | Generators | System | 207_2 | Max Capacity | 1 | 55
System | Generator | Generators | System | 207_2 | Max Ramp Down | 1 | 3.7
System | Generator | Generators | System | 207_2 | Max Ramp Up | 1 | 3.7
System | Generator | Generators | System | 207_2 | Mean Time to Repair | 1 | 51 | [8 empty] | {Object}Gen Outages
System | Generator | Generators | System | 207_2 | Min Down Time | 1 | 2.2
System | Generator | Generators | System | 207_2 | Min Stable Level | 1 | 22
System | Generator | Generators | System | 207_2 | Min Up Time | 1 | 2.2
System | Generator | Generators | System | 207_2 | Shutdown Cost | 1 | 47
System | Generator | Generators | System | 207_2 | Start Cost | 1 | 47
System | Generator | Generators | System | 207_2 | Units | 1 | 1
System | Generator | Generators | System | 207_2 | Units Out | 1 | 0 | [7 empty] | {Object}Pass Units Out | {Object}RT Run
System | Generator | Generators | System | 213_1 | Forced Outage Rate | 1 | 0.031 | [8 empty] | {Object}Gen Outages
System | Generator | Generators | System | 213_1 | Heat Rate | 1 | 13954.8
System | Generator | Generators | System | 213_1 | Heat Rate | 2 | 13628.5
System | Generator | Generators | System | 213_1 | Heat Rate | 3 | 12845.4
System | Generator | Generators | System | 213_1 | Load Point | 1 | 33
System | Generator | Generators | System | 213_1 | Load Point | 2 | 35.8
System | Generator | Generators | System | 213_1 | Load Point | 3 | 46.8
System | Generator | Generators | System | 213_1 | Max Capacity | 1 | 55
System | Generator | Generators | System | 213_1 | Max Ramp Down | 1 | 3.7
System | Generator | Generators | System | 213_1 | Max Ramp Up | 1 | 3.7
System | Generator | Generators | System | 213_1 | Mean Time to Repair | 1 | 51 | [8 empty] | {Object}Gen Outages
System | Generator | Generators | System | 213_1 | Min Down Time | 1 | 2.2
System | Generator | Generators | System | 213_1 | Min Stable Level | 1 | 22
System | Generator | Generators | System | 213_1 | Min Up Time | 1 | 2.2
System | Generator | Generators | System | 213_1 | Shutdown Cost | 1 | 47
System | Generator | Generators | System | 213_1 | Start Cost | 1 | 47
System | Generator | Generators | System | 213_1 | Units | 1 | 1
System | Generator | Generators | System | 213_1 | Units Out | 1 | 0 | [7 empty] | {Object}Pass Units Out | {Object}RT Run
System | Generator | Generators | System | 213_2 | Forced Outage Rate | 1 | 0.031 | [8 empty] | {Object}Gen Outages
System | Generator | Generators | System | 213_2 | Heat Rate | 1 | 13954.8
System | Generator | Generators | System | 213_2 | Heat Rate | 2 | 13628.5
System | Generator | Generators | System | 213_2 | Heat Rate | 3 | 12845.4
System | Generator | Generators | System | 213_2 | Load Point | 1 | 33
System | Generator | Generators | System | 213_2 | Load Point | 2 | 35.8
System | Generator | Generators | System | 213_2 | Load Point | 3 | 46.8
System | Generator | Generators | System | 213_2 | Max Capacity | 1 | 55
System | Generator | Generators | System | 213_2 | Max Ramp Down | 1 | 3.7
System | Generator | Generators | System | 213_2 | Max Ramp Up | 1 | 3.7
System | Generator | Generators | System | 213_2 | Mean Time to Repair | 1 | 51 | [8 empty] | {Object}Gen Outages
System | Generator | Generators | System | 213_2 | Min Down Time | 1 | 2.2
System | Generator | Generators | System | 213_2 | Min Stable Level | 1 | 22
System | Generator | Generators | System | 213_2 | Min Up Time | 1 | 2.2
System | Generator | Generators | System | 213_2 | Shutdown Cost | 1 | 47
System | Generator | Generators | System | 213_2 | Start Cost | 1 | 47
System | Generator | Generators | System | 213_2 | Units | 1 | 1
System | Generator | Generators | System | 213_2 | Units Out | 1 | 0 | [7 empty] | {Object}Pass Units Out | {Object}RT Run
System | Generator | Generators | System | 213_3 | Commit | 1 | 0 | [7 empty] | {Object}Pass Commit | {Object}RT Run
System | Generator | Generators | System | 213_3 | Forced Outage Rate | 1 | 0.033 | [8 empty] | {Object}Gen Outages
System | Generator | Generators | System | 213_3 | Heat Rate | 1 | 13249.7
System | Generator | Generators | System | 213_3 | Heat Rate | 2 | 12476.2
System | Generator | Generators | System | 213_3 | Heat Rate | 3 | 10981.8
System | Generator | Generators | System | 213_3 | Load Point | 1 | 223.7
System | Generator | Generators | System | 213_3 | Load Point | 2 | 248.5
System | Generator | Generators | System | 213_3 | Load Point | 3 | 323.1
System | Generator | Generators | System | 213_3 | Max Capacity | 1 | 355
System | Generator | Generators | System | 213_3 | Max Ramp Down | 1 | 4.14
System | Generator | Generators | System | 213_3 | Max Ramp Up | 1 | 4.14
System | Generator | Generators | System | 213_3 | Mean Time to Repair | 1 | 24 | [8 empty] | {Object}Gen Outages
System | Generator | Generators | System | 213_3 | Min Down Time | 1 | 4.5
System | Generator | Generators | System | 213_3 | Min Stable Level | 1 | 168
System | Generator | Generators | System | 213_3 | Min Up Time | 1 | 8
System | Generator | Generators | System | 213_3 | Shutdown Cost | 1 | 327
System | Generator | Generators | System | 213_3 | Start Cost | 1 | 327
System | Generator | Generators | System | 213_3 | Units | 1 | 1
System | Generator | Generators | System | 213_3 | Units Out | 1 | 0 | [7 empty] | {Object}Pass Units Out | {Object}RT Run
System | Generator | Generators | System | 213_rtpv | Max Capacity | 1 | 13.2
System | Generator | Generators | System | 213_rtpv | Min Stable Level | 1 | 8
System | Generator | Generators | System | 213_rtpv | Min Stable Level | 1 | 0 | [8 empty] | {Object}No RTPV MinGen
System | Generator | Generators | System | 213_rtpv | Rating | 1 | 0 | [7 empty] | timeseries_data_files\wind_pv_rtpv\DA_rtpv.csv | {Object}RE: DA
System | Generator | Generators | System | 213_rtpv | Rating | 1 | 0 | [7 empty] | timeseries_data_files\wind_pv_rtpv\RT_rtpv.csv | {Object}RE: RT
System | Generator | Generators | System | 213_rtpv | Units | 1 | 1
System | Generator | Generators | System | 214_1 | Forced Outage Rate | 1 | 0 | [8 empty] | {Object}Gen Outages
System | Generator | Generators | System | 214_1 | Max Capacity | 1 | 0
System | Generator | Generators | System | 214_1 | Max Ramp Down | 1 | 0
System | Generator | Generators | System | 214_1 | Max Ramp Up | 1 | 0
System | Generator | Generators | System | 214_1 | Mean Time to Repair | 1 | 0 | [8 empty] | {Object}Gen Outages
System | Generator | Generators | System | 214_1 | Units | 1 | 1
System | Generator | Generators | System | 215_1 | Fixed Load | 1 | 0 | [7 empty] | timeseries_data_files\hydro\region2_Hydro.csv
System | Generator | Generators | System | 215_1 | Fixed Load | 1 | 0 | [7 empty] | {Object}Pass Fixed Load | {Object}RT Run
System | Generator | Generators | System | 215_1 | Forced Outage Rate | 1 | 0.01 | [8 empty] | {Object}Gen Outages
System | Generator | Generators | System | 215_1 | Load Point | 1 | 0
System | Generator | Generators | System | 215_1 | Load Point | 2 | 25
System | Generator | Generators | System | 215_1 | Load Point | 3 | 50
System | Generator | Generators | System | 215_1 | Max Capacity | 1 | 50
System | Generator | Generators | System | 215_1 | Max Ramp Down | 1 | 0
System | Generator | Generators | System | 215_1 | Max Ramp Up | 1 | 0
System | Generator | Generators | System | 215_1 | Mean Time to Repair | 1 | 20 | [8 empty] | {Object}Gen Outages
System | Generator | Generators | System | 215_1 | Min Down Time | 1 | 0
System | Generator | Generators | System | 215_1 | Min Stable Level | 1 | 0
System | Generator | Generators | System | 215_1 | Min Up Time | 1 | 0
System | Generator | Generators | System | 215_1 | Shutdown Cost | 1 | 0
System | Generator | Generators | System | 215_1 | Start Cost | 1 | 0
System | Generator | Generators | System | 215_1 | Units | 1 | 1
System | Generator | Generators | System | 215_1 | Units Out | 1 | 0 | [7 empty] | {Object}Pass Units Out | {Object}RT Run
System | Generator | Generators | System | 215_2 | Fixed Load | 1 | 0 | [7 empty] | timeseries_data_files\hydro\region2_Hydro.csv
System | Generator | Generators | System | 215_2 | Fixed Load | 1 | 0 | [7 empty] | {Object}Pass Fixed Load | {Object}RT Run
System | Generator | Generators | System | 215_2 | Forced Outage Rate | 1 | 0.01 | [8 empty] | {Object}Gen Outages
System | Generator | Generators | System | 215_2 | Load Point | 1 | 0
System | Generator | Generators | System | 215_2 | Load Point | 2 | 25
System | Generator | Generators | System | 215_2 | Load Point | 3 | 50
System | Generator | Generators | System | 215_2 | Max Capacity | 1 | 50
System | Generator | Generators | System | 215_2 | Max Ramp Down | 1 | 0
System | Generator | Generators | System | 215_2 | Max Ramp Up | 1 | 0
System | Generator | Generators | System | 215_2 | Mean Time to Repair | 1 | 20 | [8 empty] | {Object}Gen Outages
System | Generator | Generators | System | 215_2 | Min Down Time | 1 | 0
System | Generator | Generators | System | 215_2 | Min Stable Level | 1 | 0
System | Generator | Generators | System | 215_2 | Min Up Time | 1 | 0
System | Generator | Generators | System | 215_2 | Shutdown Cost | 1 | 0
System | Generator | Generators | System | 215_2 | Start Cost | 1 | 0
System | Generator | Generators | System | 215_2 | Units | 1 | 1
System | Generator | Generators | System | 215_2 | Units Out | 1 | 0 | [7 empty] | {Object}Pass Units Out | {Object}RT Run
System | Generator | Generators | System | 215_3 | Fixed Load | 1 | 0 | [7 empty] | timeseries_data_files\hydro\region2_Hydro.csv
System | Generator | Generators | System | 215_3 | Fixed Load | 1 | 0 | [7 empty] | {Object}Pass Fixed Load | {Object}RT Run
System | Generator | Generators | System | 215_3 | Forced Outage Rate | 1 | 0.01 | [8 empty] | {Object}Gen Outages
System | Generator | Generators | System | 215_3 | Load Point | 1 | 0
System | Generator | Generators | System | 215_3 | Load Point | 2 | 25
System | Generator | Generators | System | 215_3 | Load Point | 3 | 50
System | Generator | Generators | System | 215_3 | Max Capacity | 1 | 50
System | Generator | Generators | System | 215_3 | Max Ramp Down | 1 | 0
System | Generator | Generators | System | 215_3 | Max Ramp Up | 1 | 0
System | Generator | Generators | System | 215_3 | Mean Time to Repair | 1 | 20 | [8 empty] | {Object}Gen Outages
System | Generator | Generators | System | 215_3 | Min Down Time | 1 | 0
System | Generator | Generators | System | 215_3 | Min Stable Level | 1 | 0
System | Generator | Generators | System | 215_3 | Min Up Time | 1 | 0
System | Generator | Generators | System | 215_3 | Shutdown Cost | 1 | 0
System | Generator | Generators | System | 215_3 | Start Cost | 1 | 0
System | Generator | Generators | System | 215_3 | Units | 1 | 1
System | Generator | Generators | System | 215_3 | Units Out | 1 | 0 | [7 empty] | {Object}Pass Units Out | {Object}RT Run
System | Generator | Generators | System | 215_4 | Forced Outage Rate | 1 | 0.031 | [8 empty] | {Object}Gen Outages
System | Generator | Generators | System | 215_4 | Heat Rate | 1 | 13954.8
System | Generator | Generators | System | 215_4 | Heat Rate | 2 | 13628.5
System | Generator | Generators | System | 215_4 | Heat Rate | 3 | 12845.4
System | Generator | Generators | System | 215_4 | Load Point | 1 | 33
System | Generator | Generators | System | 215_4 | Load Point | 2 | 35.8
System | Generator | Generators | System | 215_4 | Load Point | 3 | 46.8
System | Generator | Generators | System | 215_4 | Max Capacity | 1 | 55
System | Generator | Generators | System | 215_4 | Max Ramp Down | 1 | 3.7
System | Generator | Generators | System | 215_4 | Max Ramp Up | 1 | 3.7
System | Generator | Generators | System | 215_4 | Mean Time to Repair | 1 | 51 | [8 empty] | {Object}Gen Outages
System | Generator | Generators | System | 215_4 | Min Down Time | 1 | 2.2
System | Generator | Generators | System | 215_4 | Min Stable Level | 1 | 22
System | Generator | Generators | System | 215_4 | Min Up Time | 1 | 2.2
System | Generator | Generators | System | 215_4 | Shutdown Cost | 1 | 47
System | Generator | Generators | System | 215_4 | Start Cost | 1 | 47
System | Generator | Generators | System | 215_4 | Units | 1 | 1
System | Generator | Generators | System | 215_4 | Units Out | 1 | 0 | [7 empty] | {Object}Pass Units Out | {Object}RT Run
System | Generator | Generators | System | 215_5 | Forced Outage Rate | 1 | 0.031 | [8 empty] | {Object}Gen Outages
System | Generator | Generators | System | 215_5 | Heat Rate | 1 | 13954.8
System | Generator | Generators | System | 215_5 | Heat Rate | 2 | 13628.5
System | Generator | Generators | System | 215_5 | Heat Rate | 3 | 12845.4
System | Generator | Generators | System | 215_5 | Load Point | 1 | 33
System | Generator | Generators | System | 215_5 | Load Point | 2 | 35.8
System | Generator | Generators | System | 215_5 | Load Point | 3 | 46.8
System | Generator | Generators | System | 215_5 | Max Capacity | 1 | 55
System | Generator | Generators | System | 215_5 | Max Ramp Down | 1 | 3.7
System | Generator | Generators | System | 215_5 | Max Ramp Up | 1 | 3.7
System | Generator | Generators | System | 215_5 | Mean Time to Repair | 1 | 51 | [8 empty] | {Object}Gen Outages
System | Generator | Generators | System | 215_5 | Min Down Time | 1 | 2.2
System | Generator | Generators | System | 215_5 | Min Stable Level | 1 | 22
System | Generator | Generators | System | 215_5 | Min Up Time | 1 | 2.2
System | Generator | Generators | System | 215_5 | Shutdown Cost | 1 | 47
System | Generator | Generators | System | 215_5 | Start Cost | 1 | 47
System | Generator | Generators | System | 215_5 | Units | 1 | 1
System | Generator | Generators | System | 215_5 | Units Out | 1 | 0 | [7 empty] | {Object}Pass Units Out | {Object}RT Run
System | Generator | Generators | System | 215_pv | Max Capacity | 1 | 125.1
System | Generator | Generators | System | 215_pv | Rating | 1 | 0 | [7 empty] | timeseries_data_files\wind_pv_rtpv\DA_pv.csv | {Object}RE: DA
System | Generator | Generators | System | 215_pv | Rating | 1 | 0 | [7 empty] | timeseries_data_files\wind_pv_rtpv\RT_pv.csv | {Object}RE: RT
System | Generator | Generators | System | 215_pv | Units | 1 | 1
System | Generator | Generators | System | 216_1 | Commit | 1 | 0 | [7 empty] | {Object}Pass Commit | {Object}RT Run
System | Generator | Generators | System | 216_1 | Forced Outage Rate | 1 | 0.04 | [8 empty] | {Object}Gen Outages
System | Generator | Generators | System | 216_1 | Heat Rate | 1 | 11243.9
System | Generator | Generators | System | 216_1 | Heat Rate | 2 | 10002.7
System | Generator | Generators | System | 216_1 | Heat Rate | 3 | 9637.3
System | Generator | Generators | System | 216_1 | Load Point | 1 | 54.2
System | Generator | Generators | System | 216_1 | Load Point | 2 | 93
System | Generator | Generators | System | 216_1 | Load Point | 3 | 124
System | Generator | Generators | System | 216_1 | Max Capacity | 1 | 155
System | Generator | Generators | System | 216_1 | Max Ramp Down | 1 | 3
System | Generator | Generators | System | 216_1 | Max Ramp Up | 1 | 3
System | Generator | Generators | System | 216_1 | Mean Time to Repair | 1 | 40 | [8 empty] | {Object}Gen Outages
System | Generator | Generators | System | 216_1 | Min Down Time | 1 | 8
System | Generator | Generators | System | 216_1 | Min Stable Level | 1 | 62
System | Generator | Generators | System | 216_1 | Min Up Time | 1 | 8
System | Generator | Generators | System | 216_1 | Shutdown Cost | 1 | 9863
System | Generator | Generators | System | 216_1 | Start Cost | 1 | 9863
System | Generator | Generators | System | 216_1 | Units | 1 | 1
System | Generator | Generators | System | 216_1 | Units Out | 1 | 0 | [7 empty] | {Object}Pass Units Out | {Object}RT Run
System | Generator | Generators | System | 218_1 | Commit | 1 | 0 | [7 empty] | {Object}Pass Commit | {Object}RT Run
System | Generator | Generators | System | 218_1 | Forced Outage Rate | 1 | 0.033 | [8 empty] | {Object}Gen Outages
System | Generator | Generators | System | 218_1 | Heat Rate | 1 | 13249.7
System | Generator | Generators | System | 218_1 | Heat Rate | 2 | 12476.2
System | Generator | Generators | System | 218_1 | Heat Rate | 3 | 10981.8
System | Generator | Generators | System | 218_1 | Load Point | 1 | 223.7
System | Generator | Generators | System | 218_1 | Load Point | 2 | 248.5
System | Generator | Generators | System | 218_1 | Load Point | 3 | 323.1
System | Generator | Generators | System | 218_1 | Max Capacity | 1 | 355
System | Generator | Generators | System | 218_1 | Max Ramp Down | 1 | 4.14
System | Generator | Generators | System | 218_1 | Max Ramp Up | 1 | 4.14
System | Generator | Generators | System | 218_1 | Mean Time to Repair | 1 | 24 | [8 empty] | {Object}Gen Outages
System | Generator | Generators | System | 218_1 | Min Down Time | 1 | 4.5
System | Generator | Generators | System | 218_1 | Min Stable Level | 1 | 168
System | Generator | Generators | System | 218_1 | Min Up Time | 1 | 8
System | Generator | Generators | System | 218_1 | Shutdown Cost | 1 | 327
System | Generator | Generators | System | 218_1 | Start Cost | 1 | 327
System | Generator | Generators | System | 218_1 | Units | 1 | 1
System | Generator | Generators | System | 218_1 | Units Out | 1 | 0 | [7 empty] | {Object}Pass Units Out | {Object}RT Run
System | Generator | Generators | System | 221_1 | Commit | 1 | 0 | [7 empty] | {Object}Pass Commit | {Object}RT Run
System | Generator | Generators | System | 221_1 | Forced Outage Rate | 1 | 0.033 | [8 empty] | {Object}Gen Outages
System | Generator | Generators | System | 221_1 | Heat Rate | 1 | 13249.7
System | Generator | Generators | System | 221_1 | Heat Rate | 2 | 12476.2
System | Generator | Generators | System | 221_1 | Heat Rate | 3 | 10981.8
System | Generator | Generators | System | 221_1 | Load Point | 1 | 223.7
System | Generator | Generators | System | 221_1 | Load Point | 2 | 248.5
System | Generator | Generators | System | 221_1 | Load Point | 3 | 323.1
System | Generator | Generators | System | 221_1 | Max Capacity | 1 | 355
System | Generator | Generators | System | 221_1 | Max Ramp Down | 1 | 4.14
System | Generator | Generators | System | 221_1 | Max Ramp Up | 1 | 4.14
System | Generator | Generators | System | 221_1 | Mean Time to Repair | 1 | 24 | [8 empty] | {Object}Gen Outages
System | Generator | Generators | System | 221_1 | Min Down Time | 1 | 4.5
System | Generator | Generators | System | 221_1 | Min Stable Level | 1 | 168
System | Generator | Generators | System | 221_1 | Min Up Time | 1 | 8
System | Generator | Generators | System | 221_1 | Shutdown Cost | 1 | 327
System | Generator | Generators | System | 221_1 | Start Cost | 1 | 327
System | Generator | Generators | System | 221_1 | Units | 1 | 1
System | Generator | Generators | System | 221_1 | Units Out | 1 | 0 | [7 empty] | {Object}Pass Units Out | {Object}RT Run
System | Generator | Generators | System | 222_1 | Fixed Load | 1 | 0 | [7 empty] | timeseries_data_files\hydro\region2_Hydro.csv
System | Generator | Generators | System | 222_1 | Fixed Load | 1 | 0 | [7 empty] | {Object}Pass Fixed Load | {Object}RT Run
System | Generator | Generators | System | 222_1 | Forced Outage Rate | 1 | 0.01 | [8 empty] | {Object}Gen Outages
System | Generator | Generators | System | 222_1 | Load Point | 1 | 0
System | Generator | Generators | System | 222_1 | Load Point | 2 | 25
System | Generator | Generators | System | 222_1 | Load Point | 3 | 50
System | Generator | Generators | System | 222_1 | Max Capacity | 1 | 50
System | Generator | Generators | System | 222_1 | Max Ramp Down | 1 | 0
System | Generator | Generators | System | 222_1 | Max Ramp Up | 1 | 0
System | Generator | Generators | System | 222_1 | Mean Time to Repair | 1 | 20 | [8 empty] | {Object}Gen Outages
System | Generator | Generators | System | 222_1 | Min Down Time | 1 | 0
System | Generator | Generators | System | 222_1 | Min Stable Level | 1 | 0
System | Generator | Generators | System | 222_1 | Min Up Time | 1 | 0
System | Generator | Generators | System | 222_1 | Shutdown Cost | 1 | 0
System | Generator | Generators | System | 222_1 | Start Cost | 1 | 0
System | Generator | Generators | System | 222_1 | Units | 1 | 1
System | Generator | Generators | System | 222_1 | Units Out | 1 | 0 | [7 empty] | {Object}Pass Units Out | {Object}RT Run
System | Generator | Generators | System | 222_2 | Fixed Load | 1 | 0 | [7 empty] | timeseries_data_files\hydro\region2_Hydro.csv
System | Generator | Generators | System | 222_2 | Fixed Load | 1 | 0 | [7 empty] | {Object}Pass Fixed Load | {Object}RT Run
System | Generator | Generators | System | 222_2 | Forced Outage Rate | 1 | 0.01 | [8 empty] | {Object}Gen Outages
System | Generator | Generators | System | 222_2 | Load Point | 1 | 0
System | Generator | Generators | System | 222_2 | Load Point | 2 | 25
System | Generator | Generators | System | 222_2 | Load Point | 3 | 50
System | Generator | Generators | System | 222_2 | Max Capacity | 1 | 50
System | Generator | Generators | System | 222_2 | Max Ramp Down | 1 | 0
System | Generator | Generators | System | 222_2 | Max Ramp Up | 1 | 0
System | Generator | Generators | System | 222_2 | Mean Time to Repair | 1 | 20 | [8 empty] | {Object}Gen Outages
System | Generator | Generators | System | 222_2 | Min Down Time | 1 | 0
System | Generator | Generators | System | 222_2 | Min Stable Level | 1 | 0
System | Generator | Generators | System | 222_2 | Min Up Time | 1 | 0
System | Generator | Generators | System | 222_2 | Shutdown Cost | 1 | 0
System | Generator | Generators | System | 222_2 | Start Cost | 1 | 0
System | Generator | Generators | System | 222_2 | Units | 1 | 1
System | Generator | Generators | System | 222_2 | Units Out | 1 | 0 | [7 empty] | {Object}Pass Units Out | {Object}RT Run
System | Generator | Generators | System | 222_3 | Fixed Load | 1 | 0 | [7 empty] | timeseries_data_files\hydro\region2_Hydro.csv
System | Generator | Generators | System | 222_3 | Fixed Load | 1 | 0 | [7 empty] | {Object}Pass Fixed Load | {Object}RT Run
System | Generator | Generators | System | 222_3 | Forced Outage Rate | 1 | 0.01 | [8 empty] | {Object}Gen Outages
System | Generator | Generators | System | 222_3 | Load Point | 1 | 0
System | Generator | Generators | System | 222_3 | Load Point | 2 | 25
System | Generator | Generators | System | 222_3 | Load Point | 3 | 50
System | Generator | Generators | System | 222_3 | Max Capacity | 1 | 50
System | Generator | Generators | System | 222_3 | Max Ramp Down | 1 | 0
System | Generator | Generators | System | 222_3 | Max Ramp Up | 1 | 0
System | Generator | Generators | System | 222_3 | Mean Time to Repair | 1 | 20 | [8 empty] | {Object}Gen Outages
System | Generator | Generators | System | 222_3 | Min Down Time | 1 | 0
System | Generator | Generators | System | 222_3 | Min Stable Level | 1 | 0
System | Generator | Generators | System | 222_3 | Min Up Time | 1 | 0
System | Generator | Generators | System | 222_3 | Shutdown Cost | 1 | 0
System | Generator | Generators | System | 222_3 | Start Cost | 1 | 0
System | Generator | Generators | System | 222_3 | Units | 1 | 1
System | Generator | Generators | System | 222_3 | Units Out | 1 | 0 | [7 empty] | {Object}Pass Units Out | {Object}RT Run
System | Generator | Generators | System | 222_4 | Fixed Load | 1 | 0 | [7 empty] | timeseries_data_files\hydro\region2_Hydro.csv
System | Generator | Generators | System | 222_4 | Fixed Load | 1 | 0 | [7 empty] | {Object}Pass Fixed Load | {Object}RT Run
System | Generator | Generators | System | 222_4 | Forced Outage Rate | 1 | 0.01 | [8 empty] | {Object}Gen Outages
System | Generator | Generators | System | 222_4 | Load Point | 1 | 0
System | Generator | Generators | System | 222_4 | Load Point | 2 | 25
System | Generator | Generators | System | 222_4 | Load Point | 3 | 50
System | Generator | Generators | System | 222_4 | Max Capacity | 1 | 50
System | Generator | Generators | System | 222_4 | Max Ramp Down | 1 | 0
System | Generator | Generators | System | 222_4 | Max Ramp Up | 1 | 0
System | Generator | Generators | System | 222_4 | Mean Time to Repair | 1 | 20 | [8 empty] | {Object}Gen Outages
System | Generator | Generators | System | 222_4 | Min Down Time | 1 | 0
System | Generator | Generators | System | 222_4 | Min Stable Level | 1 | 0
System | Generator | Generators | System | 222_4 | Min Up Time | 1 | 0
System | Generator | Generators | System | 222_4 | Shutdown Cost | 1 | 0
System | Generator | Generators | System | 222_4 | Start Cost | 1 | 0
System | Generator | Generators | System | 222_4 | Units | 1 | 1
System | Generator | Generators | System | 222_4 | Units Out | 1 | 0 | [7 empty] | {Object}Pass Units Out | {Object}RT Run
System | Generator | Generators | System | 222_5 | Fixed Load | 1 | 0 | [7 empty] | timeseries_data_files\hydro\region2_Hydro.csv
System | Generator | Generators | System | 222_5 | Fixed Load | 1 | 0 | [7 empty] | {Object}Pass Fixed Load | {Object}RT Run
System | Generator | Generators | System | 222_5 | Forced Outage Rate | 1 | 0.01 | [8 empty] | {Object}Gen Outages
System | Generator | Generators | System | 222_5 | Load Point | 1 | 0
System | Generator | Generators | System | 222_5 | Load Point | 2 | 25
System | Generator | Generators | System | 222_5 | Load Point | 3 | 50
System | Generator | Generators | System | 222_5 | Max Capacity | 1 | 50
System | Generator | Generators | System | 222_5 | Max Ramp Down | 1 | 0
System | Generator | Generators | System | 222_5 | Max Ramp Up | 1 | 0
System | Generator | Generators | System | 222_5 | Mean Time to Repair | 1 | 20 | [8 empty] | {Object}Gen Outages
System | Generator | Generators | System | 222_5 | Min Down Time | 1 | 0
System | Generator | Generators | System | 222_5 | Min Stable Level | 1 | 0
System | Generator | Generators | System | 222_5 | Min Up Time | 1 | 0
System | Generator | Generators | System | 222_5 | Shutdown Cost | 1 | 0
System | Generator | Generators | System | 222_5 | Start Cost | 1 | 0
System | Generator | Generators | System | 222_5 | Units | 1 | 1
System | Generator | Generators | System | 222_5 | Units Out | 1 | 0 | [7 empty] | {Object}Pass Units Out | {Object}RT Run
System | Generator | Generators | System | 222_6 | Fixed Load | 1 | 0 | [7 empty] | timeseries_data_files\hydro\region2_Hydro.csv
System | Generator | Generators | System | 222_6 | Fixed Load | 1 | 0 | [7 empty] | {Object}Pass Fixed Load | {Object}RT Run
System | Generator | Generators | System | 222_6 | Forced Outage Rate | 1 | 0.01 | [8 empty] | {Object}Gen Outages
System | Generator | Generators | System | 222_6 | Load Point | 1 | 0
System | Generator | Generators | System | 222_6 | Load Point | 2 | 25
System | Generator | Generators | System | 222_6 | Load Point | 3 | 50
System | Generator | Generators | System | 222_6 | Max Capacity | 1 | 50
System | Generator | Generators | System | 222_6 | Max Ramp Down | 1 | 0
System | Generator | Generators | System | 222_6 | Max Ramp Up | 1 | 0
System | Generator | Generators | System | 222_6 | Mean Time to Repair | 1 | 20 | [8 empty] | {Object}Gen Outages
System | Generator | Generators | System | 222_6 | Min Down Time | 1 | 0
System | Generator | Generators | System | 222_6 | Min Stable Level | 1 | 0
System | Generator | Generators | System | 222_6 | Min Up Time | 1 | 0
System | Generator | Generators | System | 222_6 | Shutdown Cost | 1 | 0
System | Generator | Generators | System | 222_6 | Start Cost | 1 | 0
System | Generator | Generators | System | 222_6 | Units | 1 | 1
System | Generator | Generators | System | 222_6 | Units Out | 1 | 0 | [7 empty] | {Object}Pass Units Out | {Object}RT Run
System | Generator | Generators | System | 223_1 | Commit | 1 | 0 | [7 empty] | {Object}Pass Commit | {Object}RT Run
System | Generator | Generators | System | 223_1 | Forced Outage Rate | 1 | 0.04 | [8 empty] | {Object}Gen Outages
System | Generator | Generators | System | 223_1 | Heat Rate | 1 | 11243.9
System | Generator | Generators | System | 223_1 | Heat Rate | 2 | 10002.7
System | Generator | Generators | System | 223_1 | Heat Rate | 3 | 9637.3
System | Generator | Generators | System | 223_1 | Load Point | 1 | 54.2
System | Generator | Generators | System | 223_1 | Load Point | 2 | 93
System | Generator | Generators | System | 223_1 | Load Point | 3 | 124
System | Generator | Generators | System | 223_1 | Max Capacity | 1 | 155
System | Generator | Generators | System | 223_1 | Max Ramp Down | 1 | 3
System | Generator | Generators | System | 223_1 | Max Ramp Up | 1 | 3
System | Generator | Generators | System | 223_1 | Mean Time to Repair | 1 | 40 | [8 empty] | {Object}Gen Outages
System | Generator | Generators | System | 223_1 | Min Down Time | 1 | 8
System | Generator | Generators | System | 223_1 | Min Stable Level | 1 | 62
System | Generator | Generators | System | 223_1 | Min Up Time | 1 | 8
System | Generator | Generators | System | 223_1 | Shutdown Cost | 1 | 9863
System | Generator | Generators | System | 223_1 | Start Cost | 1 | 9863
System | Generator | Generators | System | 223_1 | Units | 1 | 1
System | Generator | Generators | System | 223_1 | Units Out | 1 | 0 | [7 empty] | {Object}Pass Units Out | {Object}RT Run
System | Generator | Generators | System | 223_2 | Commit | 1 | 0 | [7 empty] | {Object}Pass Commit | {Object}RT Run
System | Generator | Generators | System | 223_2 | Forced Outage Rate | 1 | 0.04 | [8 empty] | {Object}Gen Outages
System | Generator | Generators | System | 223_2 | Heat Rate | 1 | 11243.9
System | Generator | Generators | System | 223_2 | Heat Rate | 2 | 10002.7
System | Generator | Generators | System | 223_2 | Heat Rate | 3 | 9637.3
System | Generator | Generators | System | 223_2 | Load Point | 1 | 54.2
System | Generator | Generators | System | 223_2 | Load Point | 2 | 93
System | Generator | Generators | System | 223_2 | Load Point | 3 | 124
System | Generator | Generators | System | 223_2 | Max Capacity | 1 | 155
System | Generator | Generators | System | 223_2 | Max Ramp Down | 1 | 3
System | Generator | Generators | System | 223_2 | Max Ramp Up | 1 | 3
System | Generator | Generators | System | 223_2 | Mean Time to Repair | 1 | 40 | [8 empty] | {Object}Gen Outages
System | Generator | Generators | System | 223_2 | Min Down Time | 1 | 8
System | Generator | Generators | System | 223_2 | Min Stable Level | 1 | 62
System | Generator | Generators | System | 223_2 | Min Up Time | 1 | 8
System | Generator | Generators | System | 223_2 | Shutdown Cost | 1 | 9863
System | Generator | Generators | System | 223_2 | Start Cost | 1 | 9863
System | Generator | Generators | System | 223_2 | Units | 1 | 1
System | Generator | Generators | System | 223_2 | Units Out | 1 | 0 | [7 empty] | {Object}Pass Units Out | {Object}RT Run
System | Generator | Generators | System | 223_3 | Commit | 1 | 0 | [7 empty] | {Object}Pass Commit | {Object}RT Run
System | Generator | Generators | System | 223_3 | Forced Outage Rate | 1 | 0.08 | [8 empty] | {Object}Gen Outages
System | Generator | Generators | System | 223_3 | Heat Rate | 1 | 10200
System | Generator | Generators | System | 223_3 | Heat Rate | 2 | 9508.4
System | Generator | Generators | System | 223_3 | Heat Rate | 3 | 9393.6
System | Generator | Generators | System | 223_3 | Load Point | 1 | 140
System | Generator | Generators | System | 223_3 | Load Point | 2 | 227.5
System | Generator | Generators | System | 223_3 | Load Point | 3 | 280
System | Generator | Generators | System | 223_3 | Max Capacity | 1 | 350
System | Generator | Generators | System | 223_3 | Max Ramp Down | 1 | 4
System | Generator | Generators | System | 223_3 | Max Ramp Up | 1 | 4
System | Generator | Generators | System | 223_3 | Mean Time to Repair | 1 | 100 | [8 empty] | {Object}Gen Outages
System | Generator | Generators | System | 223_3 | Min Down Time | 1 | 48
System | Generator | Generators | System | 223_3 | Min Stable Level | 1 | 140
System | Generator | Generators | System | 223_3 | Min Up Time | 1 | 24
System | Generator | Generators | System | 223_3 | Shutdown Cost | 1 | 46239
System | Generator | Generators | System | 223_3 | Start Cost | 1 | 46239
System | Generator | Generators | System | 223_3 | Units | 1 | 1
System | Generator | Generators | System | 223_3 | Units Out | 1 | 0 | [7 empty] | {Object}Pass Units Out | {Object}RT Run
System | Generator | Generators | System | 223_4 | Forced Outage Rate | 1 | 0.031 | [8 empty] | {Object}Gen Outages
System | Generator | Generators | System | 223_4 | Heat Rate | 1 | 13954.8
System | Generator | Generators | System | 223_4 | Heat Rate | 2 | 13628.5
System | Generator | Generators | System | 223_4 | Heat Rate | 3 | 12845.4
System | Generator | Generators | System | 223_4 | Load Point | 1 | 33
System | Generator | Generators | System | 223_4 | Load Point | 2 | 35.8
System | Generator | Generators | System | 223_4 | Load Point | 3 | 46.8
System | Generator | Generators | System | 223_4 | Max Capacity | 1 | 55
System | Generator | Generators | System | 223_4 | Max Ramp Down | 1 | 3.7
System | Generator | Generators | System | 223_4 | Max Ramp Up | 1 | 3.7
System | Generator | Generators | System | 223_4 | Mean Time to Repair | 1 | 51 | [8 empty] | {Object}Gen Outages
System | Generator | Generators | System | 223_4 | Min Down Time | 1 | 2.2
System | Generator | Generators | System | 223_4 | Min Stable Level | 1 | 22
System | Generator | Generators | System | 223_4 | Min Up Time | 1 | 2.2
System | Generator | Generators | System | 223_4 | Shutdown Cost | 1 | 47
System | Generator | Generators | System | 223_4 | Start Cost | 1 | 47
System | Generator | Generators | System | 223_4 | Units | 1 | 1
System | Generator | Generators | System | 223_4 | Units Out | 1 | 0 | [7 empty] | {Object}Pass Units Out | {Object}RT Run
System | Generator | Generators | System | 223_5 | Forced Outage Rate | 1 | 0.031 | [8 empty] | {Object}Gen Outages
System | Generator | Generators | System | 223_5 | Heat Rate | 1 | 13954.8
System | Generator | Generators | System | 223_5 | Heat Rate | 2 | 13628.5
System | Generator | Generators | System | 223_5 | Heat Rate | 3 | 12845.4
System | Generator | Generators | System | 223_5 | Load Point | 1 | 33
System | Generator | Generators | System | 223_5 | Load Point | 2 | 35.8
System | Generator | Generators | System | 223_5 | Load Point | 3 | 46.8
System | Generator | Generators | System | 223_5 | Max Capacity | 1 | 55
System | Generator | Generators | System | 223_5 | Max Ramp Down | 1 | 3.7
System | Generator | Generators | System | 223_5 | Max Ramp Up | 1 | 3.7
System | Generator | Generators | System | 223_5 | Mean Time to Repair | 1 | 51 | [8 empty] | {Object}Gen Outages
System | Generator | Generators | System | 223_5 | Min Down Time | 1 | 2.2
System | Generator | Generators | System | 223_5 | Min Stable Level | 1 | 22
System | Generator | Generators | System | 223_5 | Min Up Time | 1 | 2.2
System | Generator | Generators | System | 223_5 | Shutdown Cost | 1 | 47
System | Generator | Generators | System | 223_5 | Start Cost | 1 | 47
System | Generator | Generators | System | 223_5 | Units | 1 | 1
System | Generator | Generators | System | 223_5 | Units Out | 1 | 0 | [7 empty] | {Object}Pass Units Out | {Object}RT Run
System | Generator | Generators | System | 223_6 | Forced Outage Rate | 1 | 0.031 | [8 empty] | {Object}Gen Outages
System | Generator | Generators | System | 223_6 | Heat Rate | 1 | 13954.8
System | Generator | Generators | System | 223_6 | Heat Rate | 2 | 13628.5
System | Generator | Generators | System | 223_6 | Heat Rate | 3 | 12845.4
System | Generator | Generators | System | 223_6 | Load Point | 1 | 33
System | Generator | Generators | System | 223_6 | Load Point | 2 | 35.8
System | Generator | Generators | System | 223_6 | Load Point | 3 | 46.8
System | Generator | Generators | System | 223_6 | Max Capacity | 1 | 55
System | Generator | Generators | System | 223_6 | Max Ramp Down | 1 | 3.7
System | Generator | Generators | System | 223_6 | Max Ramp Up | 1 | 3.7
System | Generator | Generators | System | 223_6 | Mean Time to Repair | 1 | 51 | [8 empty] | {Object}Gen Outages
System | Generator | Generators | System | 223_6 | Min Down Time | 1 | 2.2
System | Generator | Generators | System | 223_6 | Min Stable Level | 1 | 22
System | Generator | Generators | System | 223_6 | Min Up Time | 1 | 2.2
System | Generator | Generators | System | 223_6 | Shutdown Cost | 1 | 47
System | Generator | Generators | System | 223_6 | Start Cost | 1 | 47
System | Generator | Generators | System | 223_6 | Units | 1 | 1
System | Generator | Generators | System | 223_6 | Units Out | 1 | 0 | [7 empty] | {Object}Pass Units Out | {Object}RT Run
System | Generator | Generators | System | 301_1 | Forced Outage Rate | 1 | 0.1 | [8 empty] | {Object}Gen Outages
System | Generator | Generators | System | 301_1 | Heat Rate | 1 | 15063.6
System | Generator | Generators | System | 301_1 | Heat Rate | 2 | 14998.5
System | Generator | Generators | System | 301_1 | Heat Rate | 3 | 14066
System | Generator | Generators | System | 301_1 | Load Point | 1 | 15.8
System | Generator | Generators | System | 301_1 | Load Point | 2 | 16
System | Generator | Generators | System | 301_1 | Load Point | 3 | 19.8
System | Generator | Generators | System | 301_1 | Max Capacity | 1 | 20
System | Generator | Generators | System | 301_1 | Max Ramp Down | 1 | 3
System | Generator | Generators | System | 301_1 | Max Ramp Up | 1 | 3
System | Generator | Generators | System | 301_1 | Mean Time to Repair | 1 | 50 | [8 empty] | {Object}Gen Outages
System | Generator | Generators | System | 301_1 | Min Down Time | 1 | 1
System | Generator | Generators | System | 301_1 | Min Stable Level | 1 | 8
System | Generator | Generators | System | 301_1 | Min Up Time | 1 | 1
System | Generator | Generators | System | 301_1 | Shutdown Cost | 1 | 52
System | Generator | Generators | System | 301_1 | Start Cost | 1 | 52
System | Generator | Generators | System | 301_1 | Units | 1 | 1
System | Generator | Generators | System | 301_1 | Units Out | 1 | 0 | [7 empty] | {Object}Pass Units Out | {Object}RT Run
System | Generator | Generators | System | 301_2 | Forced Outage Rate | 1 | 0.1 | [8 empty] | {Object}Gen Outages
System | Generator | Generators | System | 301_2 | Heat Rate | 1 | 15063.6
System | Generator | Generators | System | 301_2 | Heat Rate | 2 | 14998.5
System | Generator | Generators | System | 301_2 | Heat Rate | 3 | 14066
System | Generator | Generators | System | 301_2 | Load Point | 1 | 15.8
System | Generator | Generators | System | 301_2 | Load Point | 2 | 16
System | Generator | Generators | System | 301_2 | Load Point | 3 | 19.8
System | Generator | Generators | System | 301_2 | Max Capacity | 1 | 20
System | Generator | Generators | System | 301_2 | Max Ramp Down | 1 | 3
System | Generator | Generators | System | 301_2 | Max Ramp Up | 1 | 3
System | Generator | Generators | System | 301_2 | Mean Time to Repair | 1 | 50 | [8 empty] | {Object}Gen Outages
System | Generator | Generators | System | 301_2 | Min Down Time | 1 | 1
System | Generator | Generators | System | 301_2 | Min Stable Level | 1 | 8
System | Generator | Generators | System | 301_2 | Min Up Time | 1 | 1
System | Generator | Generators | System | 301_2 | Shutdown Cost | 1 | 52
System | Generator | Generators | System | 301_2 | Start Cost | 1 | 52
System | Generator | Generators | System | 301_2 | Units | 1 | 1
System | Generator | Generators | System | 301_2 | Units Out | 1 | 0 | [7 empty] | {Object}Pass Units Out | {Object}RT Run
System | Generator | Generators | System | 301_3 | Forced Outage Rate | 1 | 0.031 | [8 empty] | {Object}Gen Outages
System | Generator | Generators | System | 301_3 | Heat Rate | 1 | 13954.8
System | Generator | Generators | System | 301_3 | Heat Rate | 2 | 13628.5
System | Generator | Generators | System | 301_3 | Heat Rate | 3 | 12845.4
System | Generator | Generators | System | 301_3 | Load Point | 1 | 33
System | Generator | Generators | System | 301_3 | Load Point | 2 | 35.8
System | Generator | Generators | System | 301_3 | Load Point | 3 | 46.8
System | Generator | Generators | System | 301_3 | Max Capacity | 1 | 55
System | Generator | Generators | System | 301_3 | Max Ramp Down | 1 | 3.7
System | Generator | Generators | System | 301_3 | Max Ramp Up | 1 | 3.7
System | Generator | Generators | System | 301_3 | Mean Time to Repair | 1 | 51 | [8 empty] | {Object}Gen Outages
System | Generator | Generators | System | 301_3 | Min Down Time | 1 | 2.2
System | Generator | Generators | System | 301_3 | Min Stable Level | 1 | 22
System | Generator | Generators | System | 301_3 | Min Up Time | 1 | 2.2
System | Generator | Generators | System | 301_3 | Shutdown Cost | 1 | 47
System | Generator | Generators | System | 301_3 | Start Cost | 1 | 47
System | Generator | Generators | System | 301_3 | Units | 1 | 1
System | Generator | Generators | System | 301_3 | Units Out | 1 | 0 | [7 empty] | {Object}Pass Units Out | {Object}RT Run
System | Generator | Generators | System | 301_4 | Forced Outage Rate | 1 | 0.031 | [8 empty] | {Object}Gen Outages
System | Generator | Generators | System | 301_4 | Heat Rate | 1 | 13954.8
System | Generator | Generators | System | 301_4 | Heat Rate | 2 | 13628.5
System | Generator | Generators | System | 301_4 | Heat Rate | 3 | 12845.4
System | Generator | Generators | System | 301_4 | Load Point | 1 | 33
System | Generator | Generators | System | 301_4 | Load Point | 2 | 35.8
System | Generator | Generators | System | 301_4 | Load Point | 3 | 46.8
System | Generator | Generators | System | 301_4 | Max Capacity | 1 | 55
System | Generator | Generators | System | 301_4 | Max Ramp Down | 1 | 3.7
System | Generator | Generators | System | 301_4 | Max Ramp Up | 1 | 3.7
System | Generator | Generators | System | 301_4 | Mean Time to Repair | 1 | 51 | [8 empty] | {Object}Gen Outages
System | Generator | Generators | System | 301_4 | Min Down Time | 1 | 2.2
System | Generator | Generators | System | 301_4 | Min Stable Level | 1 | 22
System | Generator | Generators | System | 301_4 | Min Up Time | 1 | 2.2
System | Generator | Generators | System | 301_4 | Shutdown Cost | 1 | 47
System | Generator | Generators | System | 301_4 | Start Cost | 1 | 47
System | Generator | Generators | System | 301_4 | Units | 1 | 1
System | Generator | Generators | System | 301_4 | Units Out | 1 | 0 | [7 empty] | {Object}Pass Units Out | {Object}RT Run
System | Generator | Generators | System | 302_1 | Forced Outage Rate | 1 | 0.1 | [8 empty] | {Object}Gen Outages
System | Generator | Generators | System | 302_1 | Heat Rate | 1 | 15063.6
System | Generator | Generators | System | 302_1 | Heat Rate | 2 | 14998.5
System | Generator | Generators | System | 302_1 | Heat Rate | 3 | 14066
System | Generator | Generators | System | 302_1 | Load Point | 1 | 15.8
System | Generator | Generators | System | 302_1 | Load Point | 2 | 16
System | Generator | Generators | System | 302_1 | Load Point | 3 | 19.8
System | Generator | Generators | System | 302_1 | Max Capacity | 1 | 20
System | Generator | Generators | System | 302_1 | Max Ramp Down | 1 | 3
System | Generator | Generators | System | 302_1 | Max Ramp Up | 1 | 3
System | Generator | Generators | System | 302_1 | Mean Time to Repair | 1 | 50 | [8 empty] | {Object}Gen Outages
System | Generator | Generators | System | 302_1 | Min Down Time | 1 | 1
System | Generator | Generators | System | 302_1 | Min Stable Level | 1 | 8
System | Generator | Generators | System | 302_1 | Min Up Time | 1 | 1
System | Generator | Generators | System | 302_1 | Shutdown Cost | 1 | 52
System | Generator | Generators | System | 302_1 | Start Cost | 1 | 52
System | Generator | Generators | System | 302_1 | Units | 1 | 1
System | Generator | Generators | System | 302_1 | Units Out | 1 | 0 | [7 empty] | {Object}Pass Units Out | {Object}RT Run
System | Generator | Generators | System | 302_2 | Forced Outage Rate | 1 | 0.1 | [8 empty] | {Object}Gen Outages
System | Generator | Generators | System | 302_2 | Heat Rate | 1 | 15063.6
System | Generator | Generators | System | 302_2 | Heat Rate | 2 | 14998.5
System | Generator | Generators | System | 302_2 | Heat Rate | 3 | 14066
System | Generator | Generators | System | 302_2 | Load Point | 1 | 15.8
System | Generator | Generators | System | 302_2 | Load Point | 2 | 16
System | Generator | Generators | System | 302_2 | Load Point | 3 | 19.8
System | Generator | Generators | System | 302_2 | Max Capacity | 1 | 20
System | Generator | Generators | System | 302_2 | Max Ramp Down | 1 | 3
System | Generator | Generators | System | 302_2 | Max Ramp Up | 1 | 3
System | Generator | Generators | System | 302_2 | Mean Time to Repair | 1 | 50 | [8 empty] | {Object}Gen Outages
System | Generator | Generators | System | 302_2 | Min Down Time | 1 | 1
System | Generator | Generators | System | 302_2 | Min Stable Level | 1 | 8
System | Generator | Generators | System | 302_2 | Min Up Time | 1 | 1
System | Generator | Generators | System | 302_2 | Shutdown Cost | 1 | 52
System | Generator | Generators | System | 302_2 | Start Cost | 1 | 52
System | Generator | Generators | System | 302_2 | Units | 1 | 1
System | Generator | Generators | System | 302_2 | Units Out | 1 | 0 | [7 empty] | {Object}Pass Units Out | {Object}RT Run
System | Generator | Generators | System | 302_3 | Forced Outage Rate | 1 | 0.031 | [8 empty] | {Object}Gen Outages
System | Generator | Generators | System | 302_3 | Heat Rate | 1 | 13954.8
System | Generator | Generators | System | 302_3 | Heat Rate | 2 | 13628.5
System | Generator | Generators | System | 302_3 | Heat Rate | 3 | 12845.4
System | Generator | Generators | System | 302_3 | Load Point | 1 | 33
System | Generator | Generators | System | 302_3 | Load Point | 2 | 35.8
System | Generator | Generators | System | 302_3 | Load Point | 3 | 46.8
System | Generator | Generators | System | 302_3 | Max Capacity | 1 | 55
System | Generator | Generators | System | 302_3 | Max Ramp Down | 1 | 3.7
System | Generator | Generators | System | 302_3 | Max Ramp Up | 1 | 3.7
System | Generator | Generators | System | 302_3 | Mean Time to Repair | 1 | 51 | [8 empty] | {Object}Gen Outages
System | Generator | Generators | System | 302_3 | Min Down Time | 1 | 2.2
System | Generator | Generators | System | 302_3 | Min Stable Level | 1 | 22
System | Generator | Generators | System | 302_3 | Min Up Time | 1 | 2.2
System | Generator | Generators | System | 302_3 | Shutdown Cost | 1 | 47
System | Generator | Generators | System | 302_3 | Start Cost | 1 | 47
System | Generator | Generators | System | 302_3 | Units | 1 | 1
System | Generator | Generators | System | 302_3 | Units Out | 1 | 0 | [7 empty] | {Object}Pass Units Out | {Object}RT Run
System | Generator | Generators | System | 302_4 | Forced Outage Rate | 1 | 0.031 | [8 empty] | {Object}Gen Outages
System | Generator | Generators | System | 302_4 | Heat Rate | 1 | 13954.8
System | Generator | Generators | System | 302_4 | Heat Rate | 2 | 13628.5
System | Generator | Generators | System | 302_4 | Heat Rate | 3 | 12845.4
System | Generator | Generators | System | 302_4 | Load Point | 1 | 33
System | Generator | Generators | System | 302_4 | Load Point | 2 | 35.8
System | Generator | Generators | System | 302_4 | Load Point | 3 | 46.8
System | Generator | Generators | System | 302_4 | Max Capacity | 1 | 55
System | Generator | Generators | System | 302_4 | Max Ramp Down | 1 | 3.7
System | Generator | Generators | System | 302_4 | Max Ramp Up | 1 | 3.7
System | Generator | Generators | System | 302_4 | Mean Time to Repair | 1 | 51 | [8 empty] | {Object}Gen Outages
System | Generator | Generators | System | 302_4 | Min Down Time | 1 | 2.2
System | Generator | Generators | System | 302_4 | Min Stable Level | 1 | 22
System | Generator | Generators | System | 302_4 | Min Up Time | 1 | 2.2
System | Generator | Generators | System | 302_4 | Shutdown Cost | 1 | 47
System | Generator | Generators | System | 302_4 | Start Cost | 1 | 47
System | Generator | Generators | System | 302_4 | Units | 1 | 1
System | Generator | Generators | System | 302_4 | Units Out | 1 | 0 | [7 empty] | {Object}Pass Units Out | {Object}RT Run
System | Generator | Generators | System | 303_wind | Max Capacity | 1 | 847
System | Generator | Generators | System | 303_wind | Rating | 1 | 0 | [7 empty] | timeseries_data_files\wind_pv_rtpv\DA_wind.csv | {Object}RE: DA
System | Generator | Generators | System | 303_wind | Rating | 1 | 0 | [7 empty] | timeseries_data_files\wind_pv_rtpv\RT_wind.csv | {Object}RE: RT
System | Generator | Generators | System | 303_wind | Units | 1 | 0
System | Generator | Generators | System | 307_1 | Forced Outage Rate | 1 | 0.031 | [8 empty] | {Object}Gen Outages
System | Generator | Generators | System | 307_1 | Heat Rate | 1 | 13954.8
System | Generator | Generators | System | 307_1 | Heat Rate | 2 | 13628.5
System | Generator | Generators | System | 307_1 | Heat Rate | 3 | 12845.4
System | Generator | Generators | System | 307_1 | Load Point | 1 | 33
System | Generator | Generators | System | 307_1 | Load Point | 2 | 35.8
System | Generator | Generators | System | 307_1 | Load Point | 3 | 46.8
System | Generator | Generators | System | 307_1 | Max Capacity | 1 | 55
System | Generator | Generators | System | 307_1 | Max Ramp Down | 1 | 3.7
System | Generator | Generators | System | 307_1 | Max Ramp Up | 1 | 3.7
System | Generator | Generators | System | 307_1 | Mean Time to Repair | 1 | 51 | [8 empty] | {Object}Gen Outages
System | Generator | Generators | System | 307_1 | Min Down Time | 1 | 2.2
System | Generator | Generators | System | 307_1 | Min Stable Level | 1 | 22
System | Generator | Generators | System | 307_1 | Min Up Time | 1 | 2.2
System | Generator | Generators | System | 307_1 | Shutdown Cost | 1 | 47
System | Generator | Generators | System | 307_1 | Start Cost | 1 | 47
System | Generator | Generators | System | 307_1 | Units | 1 | 1
System | Generator | Generators | System | 307_1 | Units Out | 1 | 0 | [7 empty] | {Object}Pass Units Out | {Object}RT Run
System | Generator | Generators | System | 307_2 | Forced Outage Rate | 1 | 0.031 | [8 empty] | {Object}Gen Outages
System | Generator | Generators | System | 307_2 | Heat Rate | 1 | 13954.8
System | Generator | Generators | System | 307_2 | Heat Rate | 2 | 13628.5
System | Generator | Generators | System | 307_2 | Heat Rate | 3 | 12845.4
System | Generator | Generators | System | 307_2 | Load Point | 1 | 33
System | Generator | Generators | System | 307_2 | Load Point | 2 | 35.8
System | Generator | Generators | System | 307_2 | Load Point | 3 | 46.8
System | Generator | Generators | System | 307_2 | Max Capacity | 1 | 55
System | Generator | Generators | System | 307_2 | Max Ramp Down | 1 | 3.7
System | Generator | Generators | System | 307_2 | Max Ramp Up | 1 | 3.7
System | Generator | Generators | System | 307_2 | Mean Time to Repair | 1 | 51 | [8 empty] | {Object}Gen Outages
System | Generator | Generators | System | 307_2 | Min Down Time | 1 | 2.2
System | Generator | Generators | System | 307_2 | Min Stable Level | 1 | 22
System | Generator | Generators | System | 307_2 | Min Up Time | 1 | 2.2
System | Generator | Generators | System | 307_2 | Shutdown Cost | 1 | 47
System | Generator | Generators | System | 307_2 | Start Cost | 1 | 47
System | Generator | Generators | System | 307_2 | Units | 1 | 1
System | Generator | Generators | System | 307_2 | Units Out | 1 | 0 | [7 empty] | {Object}Pass Units Out | {Object}RT Run
System | Generator | Generators | System | 308_rtpv | Max Capacity | 1 | 100.9
System | Generator | Generators | System | 308_rtpv | Min Stable Level | 1 | 61
System | Generator | Generators | System | 308_rtpv | Min Stable Level | 1 | 0 | [8 empty] | {Object}No RTPV MinGen
System | Generator | Generators | System | 308_rtpv | Rating | 1 | 0 | [7 empty] | timeseries_data_files\wind_pv_rtpv\DA_rtpv.csv | {Object}RE: DA
System | Generator | Generators | System | 308_rtpv | Rating | 1 | 0 | [7 empty] | timeseries_data_files\wind_pv_rtpv\RT_rtpv.csv | {Object}RE: RT
System | Generator | Generators | System | 308_rtpv | Units | 1 | 0
System | Generator | Generators | System | 309_wind | Max Capacity | 1 | 148.3
System | Generator | Generators | System | 309_wind | Rating | 1 | 0 | [7 empty] | timeseries_data_files\wind_pv_rtpv\DA_wind.csv | {Object}RE: DA
System | Generator | Generators | System | 309_wind | Rating | 1 | 0 | [7 empty] | timeseries_data_files\wind_pv_rtpv\RT_wind.csv | {Object}RE: RT
System | Generator | Generators | System | 309_wind | Units | 1 | 1
System | Generator | Generators | System | 310_pv | Max Capacity | 1 | 51.7
System | Generator | Generators | System | 310_pv | Rating | 1 | 0 | [7 empty] | timeseries_data_files\wind_pv_rtpv\DA_pv.csv | {Object}RE: DA
System | Generator | Generators | System | 310_pv | Rating | 1 | 0 | [7 empty] | timeseries_data_files\wind_pv_rtpv\RT_pv.csv | {Object}RE: RT
System | Generator | Generators | System | 310_pv | Units | 1 | 0
System | Generator | Generators | System | 310_pv_2 | Max Capacity | 1 | 51.6
System | Generator | Generators | System | 310_pv_2 | Rating | 1 | 0 | [7 empty] | timeseries_data_files\wind_pv_rtpv\DA_pv.csv | {Object}RE: DA
System | Generator | Generators | System | 310_pv_2 | Rating | 1 | 0 | [7 empty] | timeseries_data_files\wind_pv_rtpv\RT_pv.csv | {Object}RE: RT
System | Generator | Generators | System | 310_pv_2 | Units | 1 | 0
System | Generator | Generators | System | 312_pv | Max Capacity | 1 | 94.1
System | Generator | Generators | System | 312_pv | Rating | 1 | 0 | [7 empty] | timeseries_data_files\wind_pv_rtpv\DA_pv.csv | {Object}RE: DA
System | Generator | Generators | System | 312_pv | Rating | 1 | 0 | [7 empty] | timeseries_data_files\wind_pv_rtpv\RT_pv.csv | {Object}RE: RT
System | Generator | Generators | System | 312_pv | Units | 1 | 0
System | Generator | Generators | System | 313_1 | Commit | 1 | 0 | [7 empty] | {Object}Pass Commit | {Object}RT Run
System | Generator | Generators | System | 313_1 | Forced Outage Rate | 1 | 0.033 | [8 empty] | {Object}Gen Outages
System | Generator | Generators | System | 313_1 | Heat Rate | 1 | 13249.7
System | Generator | Generators | System | 313_1 | Heat Rate | 2 | 12476.2
System | Generator | Generators | System | 313_1 | Heat Rate | 3 | 10981.8
System | Generator | Generators | System | 313_1 | Load Point | 1 | 223.7
System | Generator | Generators | System | 313_1 | Load Point | 2 | 248.5
System | Generator | Generators | System | 313_1 | Load Point | 3 | 323.1
System | Generator | Generators | System | 313_1 | Max Capacity | 1 | 355
System | Generator | Generators | System | 313_1 | Max Ramp Down | 1 | 4.14
System | Generator | Generators | System | 313_1 | Max Ramp Up | 1 | 4.14
System | Generator | Generators | System | 313_1 | Mean Time to Repair | 1 | 24 | [8 empty] | {Object}Gen Outages
System | Generator | Generators | System | 313_1 | Min Down Time | 1 | 4.5
System | Generator | Generators | System | 313_1 | Min Stable Level | 1 | 168
System | Generator | Generators | System | 313_1 | Min Up Time | 1 | 8
System | Generator | Generators | System | 313_1 | Shutdown Cost | 1 | 327
System | Generator | Generators | System | 313_1 | Start Cost | 1 | 327
System | Generator | Generators | System | 313_1 | Units | 1 | 1
System | Generator | Generators | System | 313_1 | Units Out | 1 | 0 | [7 empty] | {Object}Pass Units Out | {Object}RT Run
System | Generator | Generators | System | 313_pv | Max Capacity | 1 | 95.1
System | Generator | Generators | System | 313_pv | Rating | 1 | 0 | [7 empty] | timeseries_data_files\wind_pv_rtpv\DA_pv.csv | {Object}RE: DA
System | Generator | Generators | System | 313_pv | Rating | 1 | 0 | [7 empty] | timeseries_data_files\wind_pv_rtpv\RT_pv.csv | {Object}RE: RT
System | Generator | Generators | System | 313_pv | Units | 1 | 1
System | Generator | Generators | System | 313_pv_2 | Max Capacity | 1 | 93.3
System | Generator | Generators | System | 313_pv_2 | Rating | 1 | 0 | [7 empty] | timeseries_data_files\wind_pv_rtpv\DA_pv.csv | {Object}RE: DA
System | Generator | Generators | System | 313_pv_2 | Rating | 1 | 0 | [7 empty] | timeseries_data_files\wind_pv_rtpv\RT_pv.csv | {Object}RE: RT
System | Generator | Generators | System | 313_pv_2 | Units | 1 | 1
System | Generator | Generators | System | 313_rtpv | Max Capacity | 1 | 101.7
System | Generator | Generators | System | 313_rtpv | Min Stable Level | 1 | 61
System | Generator | Generators | System | 313_rtpv | Min Stable Level | 1 | 0 | [8 empty] | {Object}No RTPV MinGen
System | Generator | Generators | System | 313_rtpv | Rating | 1 | 0 | [7 empty] | timeseries_data_files\wind_pv_rtpv\DA_rtpv.csv | {Object}RE: DA
System | Generator | Generators | System | 313_rtpv | Rating | 1 | 0 | [7 empty] | timeseries_data_files\wind_pv_rtpv\RT_rtpv.csv | {Object}RE: RT
System | Generator | Generators | System | 313_rtpv | Units | 1 | 1
System | Generator | Generators | System | 313_rtpv_10 | Max Capacity | 1 | 66.9
System | Generator | Generators | System | 313_rtpv_10 | Min Stable Level | 1 | 40
System | Generator | Generators | System | 313_rtpv_10 | Min Stable Level | 1 | 0 | [8 empty] | {Object}No RTPV MinGen
System | Generator | Generators | System | 313_rtpv_10 | Rating | 1 | 0 | [7 empty] | timeseries_data_files\wind_pv_rtpv\DA_rtpv.csv | {Object}RE: DA
System | Generator | Generators | System | 313_rtpv_10 | Rating | 1 | 0 | [7 empty] | timeseries_data_files\wind_pv_rtpv\RT_rtpv.csv | {Object}RE: RT
System | Generator | Generators | System | 313_rtpv_10 | Units | 1 | 1
System | Generator | Generators | System | 313_rtpv_11 | Max Capacity | 1 | 65.2
System | Generator | Generators | System | 313_rtpv_11 | Min Stable Level | 1 | 39
System | Generator | Generators | System | 313_rtpv_11 | Min Stable Level | 1 | 0 | [8 empty] | {Object}No RTPV MinGen
System | Generator | Generators | System | 313_rtpv_11 | Rating | 1 | 0 | [7 empty] | timeseries_data_files\wind_pv_rtpv\DA_rtpv.csv | {Object}RE: DA
System | Generator | Generators | System | 313_rtpv_11 | Rating | 1 | 0 | [7 empty] | timeseries_data_files\wind_pv_rtpv\RT_rtpv.csv | {Object}RE: RT
System | Generator | Generators | System | 313_rtpv_11 | Units | 1 | 0
System | Generator | Generators | System | 313_rtpv_12 | Max Capacity | 1 | 27.8
System | Generator | Generators | System | 313_rtpv_12 | Min Stable Level | 1 | 17
System | Generator | Generators | System | 313_rtpv_12 | Min Stable Level | 1 | 0 | [8 empty] | {Object}No RTPV MinGen
System | Generator | Generators | System | 313_rtpv_12 | Rating | 1 | 0 | [7 empty] | timeseries_data_files\wind_pv_rtpv\DA_rtpv.csv | {Object}RE: DA
System | Generator | Generators | System | 313_rtpv_12 | Rating | 1 | 0 | [7 empty] | timeseries_data_files\wind_pv_rtpv\RT_rtpv.csv | {Object}RE: RT
System | Generator | Generators | System | 313_rtpv_12 | Units | 1 | 1
System | Generator | Generators | System | 313_rtpv_13 | Max Capacity | 1 | 27.2
System | Generator | Generators | System | 313_rtpv_13 | Min Stable Level | 1 | 16
System | Generator | Generators | System | 313_rtpv_13 | Min Stable Level | 1 | 0 | [8 empty] | {Object}No RTPV MinGen
System | Generator | Generators | System | 313_rtpv_13 | Rating | 1 | 0 | [7 empty] | timeseries_data_files\wind_pv_rtpv\DA_rtpv.csv | {Object}RE: DA
System | Generator | Generators | System | 313_rtpv_13 | Rating | 1 | 0 | [7 empty] | timeseries_data_files\wind_pv_rtpv\RT_rtpv.csv | {Object}RE: RT
System | Generator | Generators | System | 313_rtpv_13 | Units | 1 | 1
System | Generator | Generators | System | 313_rtpv_2 | Max Capacity | 1 | 63.1
System | Generator | Generators | System | 313_rtpv_2 | Min Stable Level | 1 | 38
System | Generator | Generators | System | 313_rtpv_2 | Min Stable Level | 1 | 0 | [8 empty] | {Object}No RTPV MinGen
System | Generator | Generators | System | 313_rtpv_2 | Rating | 1 | 0 | [7 empty] | timeseries_data_files\wind_pv_rtpv\DA_rtpv.csv | {Object}RE: DA
System | Generator | Generators | System | 313_rtpv_2 | Rating | 1 | 0 | [7 empty] | timeseries_data_files\wind_pv_rtpv\RT_rtpv.csv | {Object}RE: RT
System | Generator | Generators | System | 313_rtpv_2 | Units | 1 | 1
System | Generator | Generators | System | 313_rtpv_3 | Max Capacity | 1 | 65.4
System | Generator | Generators | System | 313_rtpv_3 | Min Stable Level | 1 | 39
System | Generator | Generators | System | 313_rtpv_3 | Min Stable Level | 1 | 0 | [8 empty] | {Object}No RTPV MinGen
System | Generator | Generators | System | 313_rtpv_3 | Rating | 1 | 0 | [7 empty] | timeseries_data_files\wind_pv_rtpv\DA_rtpv.csv | {Object}RE: DA
System | Generator | Generators | System | 313_rtpv_3 | Rating | 1 | 0 | [7 empty] | timeseries_data_files\wind_pv_rtpv\RT_rtpv.csv | {Object}RE: RT
System | Generator | Generators | System | 313_rtpv_3 | Units | 1 | 1
System | Generator | Generators | System | 313_rtpv_4 | Max Capacity | 1 | 67
System | Generator | Generators | System | 313_rtpv_4 | Min Stable Level | 1 | 40
System | Generator | Generators | System | 313_rtpv_4 | Min Stable Level | 1 | 0 | [8 empty] | {Object}No RTPV MinGen
System | Generator | Generators | System | 313_rtpv_4 | Rating | 1 | 0 | [7 empty] | timeseries_data_files\wind_pv_rtpv\DA_rtpv.csv | {Object}RE: DA
System | Generator | Generators | System | 313_rtpv_4 | Rating | 1 | 0 | [7 empty] | timeseries_data_files\wind_pv_rtpv\RT_rtpv.csv | {Object}RE: RT
System | Generator | Generators | System | 313_rtpv_4 | Units | 1 | 1
System | Generator | Generators | System | 313_rtpv_5 | Max Capacity | 1 | 64.8
System | Generator | Generators | System | 313_rtpv_5 | Min Stable Level | 1 | 39
System | Generator | Generators | System | 313_rtpv_5 | Min Stable Level | 1 | 0 | [8 empty] | {Object}No RTPV MinGen
System | Generator | Generators | System | 313_rtpv_5 | Rating | 1 | 0 | [7 empty] | timeseries_data_files\wind_pv_rtpv\DA_rtpv.csv | {Object}RE: DA
System | Generator | Generators | System | 313_rtpv_5 | Rating | 1 | 0 | [7 empty] | timeseries_data_files\wind_pv_rtpv\RT_rtpv.csv | {Object}RE: RT
System | Generator | Generators | System | 313_rtpv_5 | Units | 1 | 1
System | Generator | Generators | System | 313_rtpv_6 | Max Capacity | 1 | 63.8
System | Generator | Generators | System | 313_rtpv_6 | Min Stable Level | 1 | 38
System | Generator | Generators | System | 313_rtpv_6 | Min Stable Level | 1 | 0 | [8 empty] | {Object}No RTPV MinGen
System | Generator | Generators | System | 313_rtpv_6 | Rating | 1 | 0 | [7 empty] | timeseries_data_files\wind_pv_rtpv\DA_rtpv.csv | {Object}RE: DA
System | Generator | Generators | System | 313_rtpv_6 | Rating | 1 | 0 | [7 empty] | timeseries_data_files\wind_pv_rtpv\RT_rtpv.csv | {Object}RE: RT
System | Generator | Generators | System | 313_rtpv_6 | Units | 1 | 1
System | Generator | Generators | System | 313_rtpv_7 | Max Capacity | 1 | 64.1
System | Generator | Generators | System | 313_rtpv_7 | Min Stable Level | 1 | 38
System | Generator | Generators | System | 313_rtpv_7 | Min Stable Level | 1 | 0 | [8 empty] | {Object}No RTPV MinGen
System | Generator | Generators | System | 313_rtpv_7 | Rating | 1 | 0 | [7 empty] | timeseries_data_files\wind_pv_rtpv\DA_rtpv.csv | {Object}RE: DA
System | Generator | Generators | System | 313_rtpv_7 | Rating | 1 | 0 | [7 empty] | timeseries_data_files\wind_pv_rtpv\RT_rtpv.csv | {Object}RE: RT
System | Generator | Generators | System | 313_rtpv_7 | Units | 1 | 1
System | Generator | Generators | System | 313_rtpv_8 | Max Capacity | 1 | 66.6
System | Generator | Generators | System | 313_rtpv_8 | Min Stable Level | 1 | 40
System | Generator | Generators | System | 313_rtpv_8 | Min Stable Level | 1 | 0 | [8 empty] | {Object}No RTPV MinGen
System | Generator | Generators | System | 313_rtpv_8 | Rating | 1 | 0 | [7 empty] | timeseries_data_files\wind_pv_rtpv\DA_rtpv.csv | {Object}RE: DA
System | Generator | Generators | System | 313_rtpv_8 | Rating | 1 | 0 | [7 empty] | timeseries_data_files\wind_pv_rtpv\RT_rtpv.csv | {Object}RE: RT
System | Generator | Generators | System | 313_rtpv_8 | Units | 1 | 1
System | Generator | Generators | System | 313_rtpv_9 | Max Capacity | 1 | 62.4
System | Generator | Generators | System | 313_rtpv_9 | Min Stable Level | 1 | 37
System | Generator | Generators | System | 313_rtpv_9 | Min Stable Level | 1 | 0 | [8 empty] | {Object}No RTPV MinGen
System | Generator | Generators | System | 313_rtpv_9 | Rating | 1 | 0 | [7 empty] | timeseries_data_files\wind_pv_rtpv\DA_rtpv.csv | {Object}RE: DA
System | Generator | Generators | System | 313_rtpv_9 | Rating | 1 | 0 | [7 empty] | timeseries_data_files\wind_pv_rtpv\RT_rtpv.csv | {Object}RE: RT
System | Generator | Generators | System | 313_rtpv_9 | Units | 1 | 1
System | Generator | Generators | System | 314_1 | Forced Outage Rate | 1 | 0 | [8 empty] | {Object}Gen Outages
System | Generator | Generators | System | 314_1 | Max Capacity | 1 | 0
System | Generator | Generators | System | 314_1 | Max Ramp Down | 1 | 0
System | Generator | Generators | System | 314_1 | Max Ramp Up | 1 | 0
System | Generator | Generators | System | 314_1 | Mean Time to Repair | 1 | 0 | [8 empty] | {Object}Gen Outages
System | Generator | Generators | System | 314_1 | Units | 1 | 1
System | Generator | Generators | System | 314_pv | Max Capacity | 1 | 51.6
System | Generator | Generators | System | 314_pv | Rating | 1 | 0 | [7 empty] | timeseries_data_files\wind_pv_rtpv\DA_pv.csv | {Object}RE: DA
System | Generator | Generators | System | 314_pv | Rating | 1 | 0 | [7 empty] | timeseries_data_files\wind_pv_rtpv\RT_pv.csv | {Object}RE: RT
System | Generator | Generators | System | 314_pv | Units | 1 | 0
System | Generator | Generators | System | 314_pv_2 | Max Capacity | 1 | 51.6
System | Generator | Generators | System | 314_pv_2 | Rating | 1 | 0 | [7 empty] | timeseries_data_files\wind_pv_rtpv\DA_pv.csv | {Object}RE: DA
System | Generator | Generators | System | 314_pv_2 | Rating | 1 | 0 | [7 empty] | timeseries_data_files\wind_pv_rtpv\RT_pv.csv | {Object}RE: RT
System | Generator | Generators | System | 314_pv_2 | Units | 1 | 0
System | Generator | Generators | System | 314_pv_3 | Max Capacity | 1 | 92.7
System | Generator | Generators | System | 314_pv_3 | Rating | 1 | 0 | [7 empty] | timeseries_data_files\wind_pv_rtpv\DA_pv.csv | {Object}RE: DA
System | Generator | Generators | System | 314_pv_3 | Rating | 1 | 0 | [7 empty] | timeseries_data_files\wind_pv_rtpv\RT_pv.csv | {Object}RE: RT
System | Generator | Generators | System | 314_pv_3 | Units | 1 | 0
System | Generator | Generators | System | 314_pv_4 | Max Capacity | 1 | 51.6
System | Generator | Generators | System | 314_pv_4 | Rating | 1 | 0 | [7 empty] | timeseries_data_files\wind_pv_rtpv\DA_pv.csv | {Object}RE: DA
System | Generator | Generators | System | 314_pv_4 | Rating | 1 | 0 | [7 empty] | timeseries_data_files\wind_pv_rtpv\RT_pv.csv | {Object}RE: RT
System | Generator | Generators | System | 314_pv_4 | Units | 1 | 0
System | Generator | Generators | System | 315_1 | Forced Outage Rate | 1 | 0.02 | [8 empty] | {Object}Gen Outages
System | Generator | Generators | System | 315_1 | Heat Rate | 1 | 16017.6
System | Generator | Generators | System | 315_1 | Heat Rate | 2 | 12514.7
System | Generator | Generators | System | 315_1 | Heat Rate | 3 | 11695.6
System | Generator | Generators | System | 315_1 | Load Point | 1 | 2.4
System | Generator | Generators | System | 315_1 | Load Point | 2 | 6
System | Generator | Generators | System | 315_1 | Load Point | 3 | 9.6
System | Generator | Generators | System | 315_1 | Max Capacity | 1 | 12
System | Generator | Generators | System | 315_1 | Max Ramp Down | 1 | 1
System | Generator | Generators | System | 315_1 | Max Ramp Up | 1 | 1
System | Generator | Generators | System | 315_1 | Mean Time to Repair | 1 | 60 | [8 empty] | {Object}Gen Outages
System | Generator | Generators | System | 315_1 | Min Down Time | 1 | 2
System | Generator | Generators | System | 315_1 | Min Stable Level | 1 | 5
System | Generator | Generators | System | 315_1 | Min Up Time | 1 | 4
System | Generator | Generators | System | 315_1 | Shutdown Cost | 1 | 704
System | Generator | Generators | System | 315_1 | Start Cost | 1 | 704
System | Generator | Generators | System | 315_1 | Units | 1 | 1
System | Generator | Generators | System | 315_1 | Units Out | 1 | 0 | [7 empty] | {Object}Pass Units Out | {Object}RT Run
System | Generator | Generators | System | 315_2 | Forced Outage Rate | 1 | 0.02 | [8 empty] | {Object}Gen Outages
System | Generator | Generators | System | 315_2 | Heat Rate | 1 | 16017.6
System | Generator | Generators | System | 315_2 | Heat Rate | 2 | 12514.7
System | Generator | Generators | System | 315_2 | Heat Rate | 3 | 11695.6
System | Generator | Generators | System | 315_2 | Load Point | 1 | 2.4
System | Generator | Generators | System | 315_2 | Load Point | 2 | 6
System | Generator | Generators | System | 315_2 | Load Point | 3 | 9.6
System | Generator | Generators | System | 315_2 | Max Capacity | 1 | 12
System | Generator | Generators | System | 315_2 | Max Ramp Down | 1 | 1
System | Generator | Generators | System | 315_2 | Max Ramp Up | 1 | 1
System | Generator | Generators | System | 315_2 | Mean Time to Repair | 1 | 60 | [8 empty] | {Object}Gen Outages
System | Generator | Generators | System | 315_2 | Min Down Time | 1 | 2
System | Generator | Generators | System | 315_2 | Min Stable Level | 1 | 5
System | Generator | Generators | System | 315_2 | Min Up Time | 1 | 4
System | Generator | Generators | System | 315_2 | Shutdown Cost | 1 | 704
System | Generator | Generators | System | 315_2 | Start Cost | 1 | 704
System | Generator | Generators | System | 315_2 | Units | 1 | 1
System | Generator | Generators | System | 315_2 | Units Out | 1 | 0 | [7 empty] | {Object}Pass Units Out | {Object}RT Run
System | Generator | Generators | System | 315_3 | Forced Outage Rate | 1 | 0.02 | [8 empty] | {Object}Gen Outages
System | Generator | Generators | System | 315_3 | Heat Rate | 1 | 16017.6
System | Generator | Generators | System | 315_3 | Heat Rate | 2 | 12514.7
System | Generator | Generators | System | 315_3 | Heat Rate | 3 | 11695.6
System | Generator | Generators | System | 315_3 | Load Point | 1 | 2.4
System | Generator | Generators | System | 315_3 | Load Point | 2 | 6
System | Generator | Generators | System | 315_3 | Load Point | 3 | 9.6
System | Generator | Generators | System | 315_3 | Max Capacity | 1 | 12
System | Generator | Generators | System | 315_3 | Max Ramp Down | 1 | 1
System | Generator | Generators | System | 315_3 | Max Ramp Up | 1 | 1
System | Generator | Generators | System | 315_3 | Mean Time to Repair | 1 | 60 | [8 empty] | {Object}Gen Outages
System | Generator | Generators | System | 315_3 | Min Down Time | 1 | 2
System | Generator | Generators | System | 315_3 | Min Stable Level | 1 | 5
System | Generator | Generators | System | 315_3 | Min Up Time | 1 | 4
System | Generator | Generators | System | 315_3 | Shutdown Cost | 1 | 704
System | Generator | Generators | System | 315_3 | Start Cost | 1 | 704
System | Generator | Generators | System | 315_3 | Units | 1 | 1
System | Generator | Generators | System | 315_3 | Units Out | 1 | 0 | [7 empty] | {Object}Pass Units Out | {Object}RT Run
System | Generator | Generators | System | 315_4 | Forced Outage Rate | 1 | 0.02 | [8 empty] | {Object}Gen Outages
System | Generator | Generators | System | 315_4 | Heat Rate | 1 | 16017.6
System | Generator | Generators | System | 315_4 | Heat Rate | 2 | 12514.7
System | Generator | Generators | System | 315_4 | Heat Rate | 3 | 11695.6
System | Generator | Generators | System | 315_4 | Load Point | 1 | 2.4
System | Generator | Generators | System | 315_4 | Load Point | 2 | 6
System | Generator | Generators | System | 315_4 | Load Point | 3 | 9.6
System | Generator | Generators | System | 315_4 | Max Capacity | 1 | 12
System | Generator | Generators | System | 315_4 | Max Ramp Down | 1 | 1
System | Generator | Generators | System | 315_4 | Max Ramp Up | 1 | 1
System | Generator | Generators | System | 315_4 | Mean Time to Repair | 1 | 60 | [8 empty] | {Object}Gen Outages
System | Generator | Generators | System | 315_4 | Min Down Time | 1 | 2
System | Generator | Generators | System | 315_4 | Min Stable Level | 1 | 5
System | Generator | Generators | System | 315_4 | Min Up Time | 1 | 4
System | Generator | Generators | System | 315_4 | Shutdown Cost | 1 | 704
System | Generator | Generators | System | 315_4 | Start Cost | 1 | 704
System | Generator | Generators | System | 315_4 | Units | 1 | 1
System | Generator | Generators | System | 315_4 | Units Out | 1 | 0 | [7 empty] | {Object}Pass Units Out | {Object}RT Run
System | Generator | Generators | System | 315_5 | Forced Outage Rate | 1 | 0.02 | [8 empty] | {Object}Gen Outages
System | Generator | Generators | System | 315_5 | Heat Rate | 1 | 16017.6
System | Generator | Generators | System | 315_5 | Heat Rate | 2 | 12514.7
System | Generator | Generators | System | 315_5 | Heat Rate | 3 | 11695.6
System | Generator | Generators | System | 315_5 | Load Point | 1 | 2.4
System | Generator | Generators | System | 315_5 | Load Point | 2 | 6
System | Generator | Generators | System | 315_5 | Load Point | 3 | 9.6
System | Generator | Generators | System | 315_5 | Max Capacity | 1 | 12
System | Generator | Generators | System | 315_5 | Max Ramp Down | 1 | 1
System | Generator | Generators | System | 315_5 | Max Ramp Up | 1 | 1
System | Generator | Generators | System | 315_5 | Mean Time to Repair | 1 | 60 | [8 empty] | {Object}Gen Outages
System | Generator | Generators | System | 315_5 | Min Down Time | 1 | 2
System | Generator | Generators | System | 315_5 | Min Stable Level | 1 | 5
System | Generator | Generators | System | 315_5 | Min Up Time | 1 | 4
System | Generator | Generators | System | 315_5 | Shutdown Cost | 1 | 704
System | Generator | Generators | System | 315_5 | Start Cost | 1 | 704
System | Generator | Generators | System | 315_5 | Units | 1 | 1
System | Generator | Generators | System | 315_5 | Units Out | 1 | 0 | [7 empty] | {Object}Pass Units Out | {Object}RT Run
System | Generator | Generators | System | 315_6 | Forced Outage Rate | 1 | 0.031 | [8 empty] | {Object}Gen Outages
System | Generator | Generators | System | 315_6 | Heat Rate | 1 | 13954.8
System | Generator | Generators | System | 315_6 | Heat Rate | 2 | 13628.5
System | Generator | Generators | System | 315_6 | Heat Rate | 3 | 12845.4
System | Generator | Generators | System | 315_6 | Load Point | 1 | 33
System | Generator | Generators | System | 315_6 | Load Point | 2 | 35.8
System | Generator | Generators | System | 315_6 | Load Point | 3 | 46.8
System | Generator | Generators | System | 315_6 | Max Capacity | 1 | 55
System | Generator | Generators | System | 315_6 | Max Ramp Down | 1 | 3.7
System | Generator | Generators | System | 315_6 | Max Ramp Up | 1 | 3.7
System | Generator | Generators | System | 315_6 | Mean Time to Repair | 1 | 51 | [8 empty] | {Object}Gen Outages
System | Generator | Generators | System | 315_6 | Min Down Time | 1 | 2.2
System | Generator | Generators | System | 315_6 | Min Stable Level | 1 | 22
System | Generator | Generators | System | 315_6 | Min Up Time | 1 | 2.2
System | Generator | Generators | System | 315_6 | Shutdown Cost | 1 | 47
System | Generator | Generators | System | 315_6 | Start Cost | 1 | 47
System | Generator | Generators | System | 315_6 | Units | 1 | 1
System | Generator | Generators | System | 315_6 | Units Out | 1 | 0 | [7 empty] | {Object}Pass Units Out | {Object}RT Run
System | Generator | Generators | System | 315_7 | Forced Outage Rate | 1 | 0.031 | [8 empty] | {Object}Gen Outages
System | Generator | Generators | System | 315_7 | Heat Rate | 1 | 13954.8
System | Generator | Generators | System | 315_7 | Heat Rate | 2 | 13628.5
System | Generator | Generators | System | 315_7 | Heat Rate | 3 | 12845.4
System | Generator | Generators | System | 315_7 | Load Point | 1 | 33
System | Generator | Generators | System | 315_7 | Load Point | 2 | 35.8
System | Generator | Generators | System | 315_7 | Load Point | 3 | 46.8
System | Generator | Generators | System | 315_7 | Max Capacity | 1 | 55
System | Generator | Generators | System | 315_7 | Max Ramp Down | 1 | 3.7
System | Generator | Generators | System | 315_7 | Max Ramp Up | 1 | 3.7
System | Generator | Generators | System | 315_7 | Mean Time to Repair | 1 | 51 | [8 empty] | {Object}Gen Outages
System | Generator | Generators | System | 315_7 | Min Down Time | 1 | 2.2
System | Generator | Generators | System | 315_7 | Min Stable Level | 1 | 22
System | Generator | Generators | System | 315_7 | Min Up Time | 1 | 2.2
System | Generator | Generators | System | 315_7 | Shutdown Cost | 1 | 47
System | Generator | Generators | System | 315_7 | Start Cost | 1 | 47
System | Generator | Generators | System | 315_7 | Units | 1 | 1
System | Generator | Generators | System | 315_7 | Units Out | 1 | 0 | [7 empty] | {Object}Pass Units Out | {Object}RT Run
System | Generator | Generators | System | 315_8 | Forced Outage Rate | 1 | 0.031 | [8 empty] | {Object}Gen Outages
System | Generator | Generators | System | 315_8 | Heat Rate | 1 | 13954.8
System | Generator | Generators | System | 315_8 | Heat Rate | 2 | 13628.5
System | Generator | Generators | System | 315_8 | Heat Rate | 3 | 12845.4
System | Generator | Generators | System | 315_8 | Load Point | 1 | 33
System | Generator | Generators | System | 315_8 | Load Point | 2 | 35.8
System | Generator | Generators | System | 315_8 | Load Point | 3 | 46.8
System | Generator | Generators | System | 315_8 | Max Capacity | 1 | 55
System | Generator | Generators | System | 315_8 | Max Ramp Down | 1 | 3.7
System | Generator | Generators | System | 315_8 | Max Ramp Up | 1 | 3.7
System | Generator | Generators | System | 315_8 | Mean Time to Repair | 1 | 51 | [8 empty] | {Object}Gen Outages
System | Generator | Generators | System | 315_8 | Min Down Time | 1 | 2.2
System | Generator | Generators | System | 315_8 | Min Stable Level | 1 | 22
System | Generator | Generators | System | 315_8 | Min Up Time | 1 | 2.2
System | Generator | Generators | System | 315_8 | Shutdown Cost | 1 | 47
System | Generator | Generators | System | 315_8 | Start Cost | 1 | 47
System | Generator | Generators | System | 315_8 | Units | 1 | 1
System | Generator | Generators | System | 315_8 | Units Out | 1 | 0 | [7 empty] | {Object}Pass Units Out | {Object}RT Run
System | Generator | Generators | System | 316_1 | Commit | 1 | 0 | [7 empty] | {Object}Pass Commit | {Object}RT Run
System | Generator | Generators | System | 316_1 | Forced Outage Rate | 1 | 0.04 | [8 empty] | {Object}Gen Outages
System | Generator | Generators | System | 316_1 | Heat Rate | 1 | 11243.9
System | Generator | Generators | System | 316_1 | Heat Rate | 2 | 10002.7
System | Generator | Generators | System | 316_1 | Heat Rate | 3 | 9637.3
System | Generator | Generators | System | 316_1 | Load Point | 1 | 54.2
System | Generator | Generators | System | 316_1 | Load Point | 2 | 93
System | Generator | Generators | System | 316_1 | Load Point | 3 | 124
System | Generator | Generators | System | 316_1 | Max Capacity | 1 | 155
System | Generator | Generators | System | 316_1 | Max Ramp Down | 1 | 3
System | Generator | Generators | System | 316_1 | Max Ramp Up | 1 | 3
System | Generator | Generators | System | 316_1 | Mean Time to Repair | 1 | 40 | [8 empty] | {Object}Gen Outages
System | Generator | Generators | System | 316_1 | Min Down Time | 1 | 8
System | Generator | Generators | System | 316_1 | Min Stable Level | 1 | 62
System | Generator | Generators | System | 316_1 | Min Up Time | 1 | 8
System | Generator | Generators | System | 316_1 | Shutdown Cost | 1 | 9863
System | Generator | Generators | System | 316_1 | Start Cost | 1 | 9863
System | Generator | Generators | System | 316_1 | Units | 1 | 1
System | Generator | Generators | System | 316_1 | Units Out | 1 | 0 | [7 empty] | {Object}Pass Units Out | {Object}RT Run
System | Generator | Generators | System | 317_wind | Max Capacity | 1 | 799.1
System | Generator | Generators | System | 317_wind | Rating | 1 | 0 | [7 empty] | timeseries_data_files\wind_pv_rtpv\DA_wind.csv | {Object}RE: DA
System | Generator | Generators | System | 317_wind | Rating | 1 | 0 | [7 empty] | timeseries_data_files\wind_pv_rtpv\RT_wind.csv | {Object}RE: RT
System | Generator | Generators | System | 317_wind | Units | 1 | 0
System | Generator | Generators | System | 318_1 | Commit | 1 | 0 | [7 empty] | {Object}Pass Commit | {Object}RT Run
System | Generator | Generators | System | 318_1 | Forced Outage Rate | 1 | 0.033 | [8 empty] | {Object}Gen Outages
System | Generator | Generators | System | 318_1 | Heat Rate | 1 | 13249.7
System | Generator | Generators | System | 318_1 | Heat Rate | 2 | 12476.2
System | Generator | Generators | System | 318_1 | Heat Rate | 3 | 10981.8
System | Generator | Generators | System | 318_1 | Load Point | 1 | 223.7
System | Generator | Generators | System | 318_1 | Load Point | 2 | 248.5
System | Generator | Generators | System | 318_1 | Load Point | 3 | 323.1
System | Generator | Generators | System | 318_1 | Max Capacity | 1 | 355
System | Generator | Generators | System | 318_1 | Max Ramp Down | 1 | 4.14
System | Generator | Generators | System | 318_1 | Max Ramp Up | 1 | 4.14
System | Generator | Generators | System | 318_1 | Mean Time to Repair | 1 | 24 | [8 empty] | {Object}Gen Outages
System | Generator | Generators | System | 318_1 | Min Down Time | 1 | 4.5
System | Generator | Generators | System | 318_1 | Min Stable Level | 1 | 168
System | Generator | Generators | System | 318_1 | Min Up Time | 1 | 8
System | Generator | Generators | System | 318_1 | Shutdown Cost | 1 | 327
System | Generator | Generators | System | 318_1 | Start Cost | 1 | 327
System | Generator | Generators | System | 318_1 | Units | 1 | 1
System | Generator | Generators | System | 318_1 | Units Out | 1 | 0 | [7 empty] | {Object}Pass Units Out | {Object}RT Run
System | Generator | Generators | System | 319_pv | Max Capacity | 1 | 188.2
System | Generator | Generators | System | 319_pv | Rating | 1 | 0 | [7 empty] | timeseries_data_files\wind_pv_rtpv\DA_pv.csv | {Object}RE: DA
System | Generator | Generators | System | 319_pv | Rating | 1 | 0 | [7 empty] | timeseries_data_files\wind_pv_rtpv\RT_pv.csv | {Object}RE: RT
System | Generator | Generators | System | 319_pv | Units | 1 | 0
System | Generator | Generators | System | 320_pv | Max Capacity | 1 | 51.6
System | Generator | Generators | System | 320_pv | Rating | 1 | 0 | [7 empty] | timeseries_data_files\wind_pv_rtpv\DA_pv.csv | {Object}RE: DA
System | Generator | Generators | System | 320_pv | Rating | 1 | 0 | [7 empty] | timeseries_data_files\wind_pv_rtpv\RT_pv.csv | {Object}RE: RT
System | Generator | Generators | System | 320_pv | Units | 1 | 1
System | Generator | Generators | System | 320_rtpv | Max Capacity | 1 | 27.3
System | Generator | Generators | System | 320_rtpv | Min Stable Level | 1 | 16
System | Generator | Generators | System | 320_rtpv | Min Stable Level | 1 | 0 | [8 empty] | {Object}No RTPV MinGen
System | Generator | Generators | System | 320_rtpv | Rating | 1 | 0 | [7 empty] | timeseries_data_files\wind_pv_rtpv\DA_rtpv.csv | {Object}RE: DA
System | Generator | Generators | System | 320_rtpv | Rating | 1 | 0 | [7 empty] | timeseries_data_files\wind_pv_rtpv\RT_rtpv.csv | {Object}RE: RT
System | Generator | Generators | System | 320_rtpv | Units | 1 | 0
System | Generator | Generators | System | 320_rtpv_2 | Max Capacity | 1 | 27
System | Generator | Generators | System | 320_rtpv_2 | Min Stable Level | 1 | 16
System | Generator | Generators | System | 320_rtpv_2 | Min Stable Level | 1 | 0 | [8 empty] | {Object}No RTPV MinGen
System | Generator | Generators | System | 320_rtpv_2 | Rating | 1 | 0 | [7 empty] | timeseries_data_files\wind_pv_rtpv\DA_rtpv.csv | {Object}RE: DA
System | Generator | Generators | System | 320_rtpv_2 | Rating | 1 | 0 | [7 empty] | timeseries_data_files\wind_pv_rtpv\RT_rtpv.csv | {Object}RE: RT
System | Generator | Generators | System | 320_rtpv_2 | Units | 1 | 0
System | Generator | Generators | System | 320_rtpv_3 | Max Capacity | 1 | 28.3
System | Generator | Generators | System | 320_rtpv_3 | Min Stable Level | 1 | 17
System | Generator | Generators | System | 320_rtpv_3 | Min Stable Level | 1 | 0 | [8 empty] | {Object}No RTPV MinGen
System | Generator | Generators | System | 320_rtpv_3 | Rating | 1 | 0 | [7 empty] | timeseries_data_files\wind_pv_rtpv\DA_rtpv.csv | {Object}RE: DA
System | Generator | Generators | System | 320_rtpv_3 | Rating | 1 | 0 | [7 empty] | timeseries_data_files\wind_pv_rtpv\RT_rtpv.csv | {Object}RE: RT
System | Generator | Generators | System | 320_rtpv_3 | Units | 1 | 0
System | Generator | Generators | System | 320_rtpv_4 | Max Capacity | 1 | 27
System | Generator | Generators | System | 320_rtpv_4 | Min Stable Level | 1 | 16
System | Generator | Generators | System | 320_rtpv_4 | Min Stable Level | 1 | 0 | [8 empty] | {Object}No RTPV MinGen
System | Generator | Generators | System | 320_rtpv_4 | Rating | 1 | 0 | [7 empty] | timeseries_data_files\wind_pv_rtpv\DA_rtpv.csv | {Object}RE: DA
System | Generator | Generators | System | 320_rtpv_4 | Rating | 1 | 0 | [7 empty] | timeseries_data_files\wind_pv_rtpv\RT_rtpv.csv | {Object}RE: RT
System | Generator | Generators | System | 320_rtpv_4 | Units | 1 | 0
System | Generator | Generators | System | 320_rtpv_5 | Max Capacity | 1 | 28.2
System | Generator | Generators | System | 320_rtpv_5 | Min Stable Level | 1 | 17
System | Generator | Generators | System | 320_rtpv_5 | Min Stable Level | 1 | 0 | [8 empty] | {Object}No RTPV MinGen
System | Generator | Generators | System | 320_rtpv_5 | Rating | 1 | 0 | [7 empty] | timeseries_data_files\wind_pv_rtpv\DA_rtpv.csv | {Object}RE: DA
System | Generator | Generators | System | 320_rtpv_5 | Rating | 1 | 0 | [7 empty] | timeseries_data_files\wind_pv_rtpv\RT_rtpv.csv | {Object}RE: RT
System | Generator | Generators | System | 320_rtpv_5 | Units | 1 | 0
System | Generator | Generators | System | 320_rtpv_6 | Max Capacity | 1 | 9.4
System | Generator | Generators | System | 320_rtpv_6 | Min Stable Level | 1 | 6
System | Generator | Generators | System | 320_rtpv_6 | Min Stable Level | 1 | 0 | [8 empty] | {Object}No RTPV MinGen
System | Generator | Generators | System | 320_rtpv_6 | Rating | 1 | 0 | [7 empty] | timeseries_data_files\wind_pv_rtpv\DA_rtpv.csv | {Object}RE: DA
System | Generator | Generators | System | 320_rtpv_6 | Rating | 1 | 0 | [7 empty] | timeseries_data_files\wind_pv_rtpv\RT_rtpv.csv | {Object}RE: RT
System | Generator | Generators | System | 320_rtpv_6 | Units | 1 | 0
System | Generator | Generators | System | 321_1 | Commit | 1 | 0 | [7 empty] | {Object}Pass Commit | {Object}RT Run
System | Generator | Generators | System | 321_1 | Forced Outage Rate | 1 | 0.033 | [8 empty] | {Object}Gen Outages
System | Generator | Generators | System | 321_1 | Heat Rate | 1 | 13249.7
System | Generator | Generators | System | 321_1 | Heat Rate | 2 | 12476.2
System | Generator | Generators | System | 321_1 | Heat Rate | 3 | 10981.8
System | Generator | Generators | System | 321_1 | Load Point | 1 | 223.7
System | Generator | Generators | System | 321_1 | Load Point | 2 | 248.5
System | Generator | Generators | System | 321_1 | Load Point | 3 | 323.1
System | Generator | Generators | System | 321_1 | Max Capacity | 1 | 355
System | Generator | Generators | System | 321_1 | Max Ramp Down | 1 | 4.14
System | Generator | Generators | System | 321_1 | Max Ramp Up | 1 | 4.14
System | Generator | Generators | System | 321_1 | Mean Time to Repair | 1 | 24 | [8 empty] | {Object}Gen Outages
System | Generator | Generators | System | 321_1 | Min Down Time | 1 | 4.5
System | Generator | Generators | System | 321_1 | Min Stable Level | 1 | 168
System | Generator | Generators | System | 321_1 | Min Up Time | 1 | 8
System | Generator | Generators | System | 321_1 | Shutdown Cost | 1 | 327
System | Generator | Generators | System | 321_1 | Start Cost | 1 | 327
System | Generator | Generators | System | 321_1 | Units | 1 | 1
System | Generator | Generators | System | 321_1 | Units Out | 1 | 0 | [7 empty] | {Object}Pass Units Out | {Object}RT Run
System | Generator | Generators | System | 322_1 | Fixed Load | 1 | 0 | [7 empty] | timeseries_data_files\hydro\region3_Hydro.csv
System | Generator | Generators | System | 322_1 | Fixed Load | 1 | 0 | [7 empty] | {Object}Pass Fixed Load | {Object}RT Run
System | Generator | Generators | System | 322_1 | Forced Outage Rate | 1 | 0.01 | [8 empty] | {Object}Gen Outages
System | Generator | Generators | System | 322_1 | Load Point | 1 | 0
System | Generator | Generators | System | 322_1 | Load Point | 2 | 25
System | Generator | Generators | System | 322_1 | Load Point | 3 | 50
System | Generator | Generators | System | 322_1 | Max Capacity | 1 | 50
System | Generator | Generators | System | 322_1 | Max Ramp Down | 1 | 0
System | Generator | Generators | System | 322_1 | Max Ramp Up | 1 | 0
System | Generator | Generators | System | 322_1 | Mean Time to Repair | 1 | 20 | [8 empty] | {Object}Gen Outages
System | Generator | Generators | System | 322_1 | Min Down Time | 1 | 0
System | Generator | Generators | System | 322_1 | Min Stable Level | 1 | 0
System | Generator | Generators | System | 322_1 | Min Up Time | 1 | 0
System | Generator | Generators | System | 322_1 | Shutdown Cost | 1 | 0
System | Generator | Generators | System | 322_1 | Start Cost | 1 | 0
System | Generator | Generators | System | 322_1 | Units | 1 | 1
System | Generator | Generators | System | 322_1 | Units Out | 1 | 0 | [7 empty] | {Object}Pass Units Out | {Object}RT Run
System | Generator | Generators | System | 322_2 | Fixed Load | 1 | 0 | [7 empty] | timeseries_data_files\hydro\region3_Hydro.csv
System | Generator | Generators | System | 322_2 | Fixed Load | 1 | 0 | [7 empty] | {Object}Pass Fixed Load | {Object}RT Run
System | Generator | Generators | System | 322_2 | Forced Outage Rate | 1 | 0.01 | [8 empty] | {Object}Gen Outages
System | Generator | Generators | System | 322_2 | Load Point | 1 | 0
System | Generator | Generators | System | 322_2 | Load Point | 2 | 25
System | Generator | Generators | System | 322_2 | Load Point | 3 | 50
System | Generator | Generators | System | 322_2 | Max Capacity | 1 | 50
System | Generator | Generators | System | 322_2 | Max Ramp Down | 1 | 0
System | Generator | Generators | System | 322_2 | Max Ramp Up | 1 | 0
System | Generator | Generators | System | 322_2 | Mean Time to Repair | 1 | 20 | [8 empty] | {Object}Gen Outages
System | Generator | Generators | System | 322_2 | Min Down Time | 1 | 0
System | Generator | Generators | System | 322_2 | Min Stable Level | 1 | 0
System | Generator | Generators | System | 322_2 | Min Up Time | 1 | 0
System | Generator | Generators | System | 322_2 | Shutdown Cost | 1 | 0
System | Generator | Generators | System | 322_2 | Start Cost | 1 | 0
System | Generator | Generators | System | 322_2 | Units | 1 | 1
System | Generator | Generators | System | 322_2 | Units Out | 1 | 0 | [7 empty] | {Object}Pass Units Out | {Object}RT Run
System | Generator | Generators | System | 322_3 | Fixed Load | 1 | 0 | [7 empty] | timeseries_data_files\hydro\region3_Hydro.csv
System | Generator | Generators | System | 322_3 | Fixed Load | 1 | 0 | [7 empty] | {Object}Pass Fixed Load | {Object}RT Run
System | Generator | Generators | System | 322_3 | Forced Outage Rate | 1 | 0.01 | [8 empty] | {Object}Gen Outages
System | Generator | Generators | System | 322_3 | Load Point | 1 | 0
System | Generator | Generators | System | 322_3 | Load Point | 2 | 25
System | Generator | Generators | System | 322_3 | Load Point | 3 | 50
System | Generator | Generators | System | 322_3 | Max Capacity | 1 | 50
System | Generator | Generators | System | 322_3 | Max Ramp Down | 1 | 0
System | Generator | Generators | System | 322_3 | Max Ramp Up | 1 | 0
System | Generator | Generators | System | 322_3 | Mean Time to Repair | 1 | 20 | [8 empty] | {Object}Gen Outages
System | Generator | Generators | System | 322_3 | Min Down Time | 1 | 0
System | Generator | Generators | System | 322_3 | Min Stable Level | 1 | 0
System | Generator | Generators | System | 322_3 | Min Up Time | 1 | 0
System | Generator | Generators | System | 322_3 | Shutdown Cost | 1 | 0
System | Generator | Generators | System | 322_3 | Start Cost | 1 | 0
System | Generator | Generators | System | 322_3 | Units | 1 | 1
System | Generator | Generators | System | 322_3 | Units Out | 1 | 0 | [7 empty] | {Object}Pass Units Out | {Object}RT Run
System | Generator | Generators | System | 322_4 | Fixed Load | 1 | 0 | [7 empty] | timeseries_data_files\hydro\region3_Hydro.csv
System | Generator | Generators | System | 322_4 | Fixed Load | 1 | 0 | [7 empty] | {Object}Pass Fixed Load | {Object}RT Run
System | Generator | Generators | System | 322_4 | Forced Outage Rate | 1 | 0.01 | [8 empty] | {Object}Gen Outages
System | Generator | Generators | System | 322_4 | Load Point | 1 | 0
System | Generator | Generators | System | 322_4 | Load Point | 2 | 25
System | Generator | Generators | System | 322_4 | Load Point | 3 | 50
System | Generator | Generators | System | 322_4 | Max Capacity | 1 | 50
System | Generator | Generators | System | 322_4 | Max Ramp Down | 1 | 0
System | Generator | Generators | System | 322_4 | Max Ramp Up | 1 | 0
System | Generator | Generators | System | 322_4 | Mean Time to Repair | 1 | 20 | [8 empty] | {Object}Gen Outages
System | Generator | Generators | System | 322_4 | Min Down Time | 1 | 0
System | Generator | Generators | System | 322_4 | Min Stable Level | 1 | 0
System | Generator | Generators | System | 322_4 | Min Up Time | 1 | 0
System | Generator | Generators | System | 322_4 | Shutdown Cost | 1 | 0
System | Generator | Generators | System | 322_4 | Start Cost | 1 | 0
System | Generator | Generators | System | 322_4 | Units | 1 | 1
System | Generator | Generators | System | 322_4 | Units Out | 1 | 0 | [7 empty] | {Object}Pass Units Out | {Object}RT Run
System | Generator | Generators | System | 322_5 | Forced Outage Rate | 1 | 0.031 | [8 empty] | {Object}Gen Outages
System | Generator | Generators | System | 322_5 | Heat Rate | 1 | 13954.8
System | Generator | Generators | System | 322_5 | Heat Rate | 2 | 13628.5
System | Generator | Generators | System | 322_5 | Heat Rate | 3 | 12845.4
System | Generator | Generators | System | 322_5 | Load Point | 1 | 33
System | Generator | Generators | System | 322_5 | Load Point | 2 | 35.8
System | Generator | Generators | System | 322_5 | Load Point | 3 | 46.8
System | Generator | Generators | System | 322_5 | Max Capacity | 1 | 55
System | Generator | Generators | System | 322_5 | Max Ramp Down | 1 | 3.7
System | Generator | Generators | System | 322_5 | Max Ramp Up | 1 | 3.7
System | Generator | Generators | System | 322_5 | Mean Time to Repair | 1 | 51 | [8 empty] | {Object}Gen Outages
System | Generator | Generators | System | 322_5 | Min Down Time | 1 | 2.2
System | Generator | Generators | System | 322_5 | Min Stable Level | 1 | 22
System | Generator | Generators | System | 322_5 | Min Up Time | 1 | 2.2
System | Generator | Generators | System | 322_5 | Shutdown Cost | 1 | 47
System | Generator | Generators | System | 322_5 | Start Cost | 1 | 47
System | Generator | Generators | System | 322_5 | Units | 1 | 1
System | Generator | Generators | System | 322_5 | Units Out | 1 | 0 | [7 empty] | {Object}Pass Units Out | {Object}RT Run
System | Generator | Generators | System | 322_6 | Forced Outage Rate | 1 | 0.031 | [8 empty] | {Object}Gen Outages
System | Generator | Generators | System | 322_6 | Heat Rate | 1 | 13954.8
System | Generator | Generators | System | 322_6 | Heat Rate | 2 | 13628.5
System | Generator | Generators | System | 322_6 | Heat Rate | 3 | 12845.4
System | Generator | Generators | System | 322_6 | Load Point | 1 | 33
System | Generator | Generators | System | 322_6 | Load Point | 2 | 35.8
System | Generator | Generators | System | 322_6 | Load Point | 3 | 46.8
System | Generator | Generators | System | 322_6 | Max Capacity | 1 | 55
System | Generator | Generators | System | 322_6 | Max Ramp Down | 1 | 3.7
System | Generator | Generators | System | 322_6 | Max Ramp Up | 1 | 3.7
System | Generator | Generators | System | 322_6 | Mean Time to Repair | 1 | 51 | [8 empty] | {Object}Gen Outages
System | Generator | Generators | System | 322_6 | Min Down Time | 1 | 2.2
System | Generator | Generators | System | 322_6 | Min Stable Level | 1 | 22
System | Generator | Generators | System | 322_6 | Min Up Time | 1 | 2.2
System | Generator | Generators | System | 322_6 | Shutdown Cost | 1 | 47
System | Generator | Generators | System | 322_6 | Start Cost | 1 | 47
System | Generator | Generators | System | 322_6 | Units | 1 | 1
System | Generator | Generators | System | 322_6 | Units Out | 1 | 0 | [7 empty] | {Object}Pass Units Out | {Object}RT Run
System | Generator | Generators | System | 323_1 | Commit | 1 | 0 | [7 empty] | {Object}Pass Commit | {Object}RT Run
System | Generator | Generators | System | 323_1 | Forced Outage Rate | 1 | 0.033 | [8 empty] | {Object}Gen Outages
System | Generator | Generators | System | 323_1 | Heat Rate | 1 | 13249.7
System | Generator | Generators | System | 323_1 | Heat Rate | 2 | 12476.2
System | Generator | Generators | System | 323_1 | Heat Rate | 3 | 10981.8
System | Generator | Generators | System | 323_1 | Load Point | 1 | 223.7
System | Generator | Generators | System | 323_1 | Load Point | 2 | 248.5
System | Generator | Generators | System | 323_1 | Load Point | 3 | 323.1
System | Generator | Generators | System | 323_1 | Max Capacity | 1 | 355
System | Generator | Generators | System | 323_1 | Max Ramp Down | 1 | 4.14
System | Generator | Generators | System | 323_1 | Max Ramp Up | 1 | 4.14
System | Generator | Generators | System | 323_1 | Mean Time to Repair | 1 | 24 | [8 empty] | {Object}Gen Outages
System | Generator | Generators | System | 323_1 | Min Down Time | 1 | 4.5
System | Generator | Generators | System | 323_1 | Min Stable Level | 1 | 168
System | Generator | Generators | System | 323_1 | Min Up Time | 1 | 8
System | Generator | Generators | System | 323_1 | Shutdown Cost | 1 | 327
System | Generator | Generators | System | 323_1 | Start Cost | 1 | 327
System | Generator | Generators | System | 323_1 | Units | 1 | 1
System | Generator | Generators | System | 323_1 | Units Out | 1 | 0 | [7 empty] | {Object}Pass Units Out | {Object}RT Run
System | Generator | Generators | System | 323_2 | Commit | 1 | 0 | [7 empty] | {Object}Pass Commit | {Object}RT Run
System | Generator | Generators | System | 323_2 | Forced Outage Rate | 1 | 0.033 | [8 empty] | {Object}Gen Outages
System | Generator | Generators | System | 323_2 | Heat Rate | 1 | 13249.7
System | Generator | Generators | System | 323_2 | Heat Rate | 2 | 12476.2
System | Generator | Generators | System | 323_2 | Heat Rate | 3 | 10981.8
System | Generator | Generators | System | 323_2 | Load Point | 1 | 223.7
System | Generator | Generators | System | 323_2 | Load Point | 2 | 248.5
System | Generator | Generators | System | 323_2 | Load Point | 3 | 323.1
System | Generator | Generators | System | 323_2 | Max Capacity | 1 | 355
System | Generator | Generators | System | 323_2 | Max Ramp Down | 1 | 4.14
System | Generator | Generators | System | 323_2 | Max Ramp Up | 1 | 4.14
System | Generator | Generators | System | 323_2 | Mean Time to Repair | 1 | 24 | [8 empty] | {Object}Gen Outages
System | Generator | Generators | System | 323_2 | Min Down Time | 1 | 4.5
System | Generator | Generators | System | 323_2 | Min Stable Level | 1 | 168
System | Generator | Generators | System | 323_2 | Min Up Time | 1 | 8
System | Generator | Generators | System | 323_2 | Shutdown Cost | 1 | 327
System | Generator | Generators | System | 323_2 | Start Cost | 1 | 327
System | Generator | Generators | System | 323_2 | Units | 1 | 1
System | Generator | Generators | System | 323_2 | Units Out | 1 | 0 | [7 empty] | {Object}Pass Units Out | {Object}RT Run
System | Generator | Generators | System | 324_pv | Max Capacity | 1 | 49.7
System | Generator | Generators | System | 324_pv | Rating | 1 | 0 | [7 empty] | timeseries_data_files\wind_pv_rtpv\DA_pv.csv | {Object}RE: DA
System | Generator | Generators | System | 324_pv | Rating | 1 | 0 | [7 empty] | timeseries_data_files\wind_pv_rtpv\RT_pv.csv | {Object}RE: RT
System | Generator | Generators | System | 324_pv | Units | 1 | 0
System | Generator | Generators | System | 324_pv_2 | Max Capacity | 1 | 51.6
System | Generator | Generators | System | 324_pv_2 | Rating | 1 | 0 | [7 empty] | timeseries_data_files\wind_pv_rtpv\DA_pv.csv | {Object}RE: DA
System | Generator | Generators | System | 324_pv_2 | Rating | 1 | 0 | [7 empty] | timeseries_data_files\wind_pv_rtpv\RT_pv.csv | {Object}RE: RT
System | Generator | Generators | System | 324_pv_2 | Units | 1 | 0
System | Generator | Generators | System | 324_pv_3 | Max Capacity | 1 | 51
System | Generator | Generators | System | 324_pv_3 | Rating | 1 | 0 | [7 empty] | timeseries_data_files\wind_pv_rtpv\DA_pv.csv | {Object}RE: DA
System | Generator | Generators | System | 324_pv_3 | Rating | 1 | 0 | [7 empty] | timeseries_data_files\wind_pv_rtpv\RT_pv.csv | {Object}RE: RT
System | Generator | Generators | System | 324_pv_3 | Units | 1 | 0
System | Line | Lines | System | 101_102_1 | Max Flow | 1 | 175
System | Line | Lines | System | 101_102_1 | Min Flow | 1 | -175
System | Line | Lines | System | 101_102_1 | Reactance | 1 | 0.014
System | Line | Lines | System | 101_102_1 | Resistance | 1 | 0.003
System | Line | Lines | System | 101_102_1 | Units | 1 | 1
System | Line | Lines | System | 101_103_1 | Max Flow | 1 | 175
System | Line | Lines | System | 101_103_1 | Min Flow | 1 | -175
System | Line | Lines | System | 101_103_1 | Reactance | 1 | 0.211
System | Line | Lines | System | 101_103_1 | Resistance | 1 | 0.055
System | Line | Lines | System | 101_103_1 | Units | 1 | 1
System | Line | Lines | System | 101_105_1 | Max Flow | 1 | 175
System | Line | Lines | System | 101_105_1 | Min Flow | 1 | -175
System | Line | Lines | System | 101_105_1 | Reactance | 1 | 0.085
System | Line | Lines | System | 101_105_1 | Resistance | 1 | 0.022
System | Line | Lines | System | 101_105_1 | Units | 1 | 1
System | Line | Lines | System | 102_104_1 | Max Flow | 1 | 175
System | Line | Lines | System | 102_104_1 | Min Flow | 1 | -175
System | Line | Lines | System | 102_104_1 | Reactance | 1 | 0.127
System | Line | Lines | System | 102_104_1 | Resistance | 1 | 0.033
System | Line | Lines | System | 102_104_1 | Units | 1 | 1
System | Line | Lines | System | 102_106_1 | Max Flow | 1 | 175
System | Line | Lines | System | 102_106_1 | Min Flow | 1 | -175
System | Line | Lines | System | 102_106_1 | Reactance | 1 | 0.192
System | Line | Lines | System | 102_106_1 | Resistance | 1 | 0.05
System | Line | Lines | System | 102_106_1 | Units | 1 | 1
System | Line | Lines | System | 103_109_1 | Max Flow | 1 | 175
System | Line | Lines | System | 103_109_1 | Min Flow | 1 | -175
System | Line | Lines | System | 103_109_1 | Reactance | 1 | 0.119
System | Line | Lines | System | 103_109_1 | Resistance | 1 | 0.031
System | Line | Lines | System | 103_109_1 | Units | 1 | 1
System | Line | Lines | System | 103_124_1 | Max Flow | 1 | 400
System | Line | Lines | System | 103_124_1 | Min Flow | 1 | -400
System | Line | Lines | System | 103_124_1 | Reactance | 1 | 0.084
System | Line | Lines | System | 103_124_1 | Resistance | 1 | 0.002
System | Line | Lines | System | 103_124_1 | Units | 1 | 1
System | Line | Lines | System | 104_109_1 | Max Flow | 1 | 175
System | Line | Lines | System | 104_109_1 | Min Flow | 1 | -175
System | Line | Lines | System | 104_109_1 | Reactance | 1 | 0.104
System | Line | Lines | System | 104_109_1 | Resistance | 1 | 0.027
System | Line | Lines | System | 104_109_1 | Units | 1 | 1
System | Line | Lines | System | 105_110_1 | Max Flow | 1 | 175
System | Line | Lines | System | 105_110_1 | Min Flow | 1 | -175
System | Line | Lines | System | 105_110_1 | Reactance | 1 | 0.088
System | Line | Lines | System | 105_110_1 | Resistance | 1 | 0.023
System | Line | Lines | System | 105_110_1 | Units | 1 | 1
System | Line | Lines | System | 106_110_1 | Max Flow | 1 | 175
System | Line | Lines | System | 106_110_1 | Min Flow | 1 | -175
System | Line | Lines | System | 106_110_1 | Reactance | 1 | 0.061
System | Line | Lines | System | 106_110_1 | Resistance | 1 | 0.014
System | Line | Lines | System | 106_110_1 | Units | 1 | 1
System | Line | Lines | System | 107_108_1 | Max Flow | 1 | 175
System | Line | Lines | System | 107_108_1 | Min Flow | 1 | -175
System | Line | Lines | System | 107_108_1 | Reactance | 1 | 0.061
System | Line | Lines | System | 107_108_1 | Resistance | 1 | 0.016
System | Line | Lines | System | 107_108_1 | Units | 1 | 1
System | Line | Lines | System | 107_203_1 | Max Flow | 1 | 175
System | Line | Lines | System | 107_203_1 | Min Flow | 1 | -175
System | Line | Lines | System | 107_203_1 | Reactance | 1 | 0.161
System | Line | Lines | System | 107_203_1 | Resistance | 1 | 0.042
System | Line | Lines | System | 107_203_1 | Units | 1 | 1
System | Line | Lines | System | 108_109_1 | Max Flow | 1 | 175
System | Line | Lines | System | 108_109_1 | Min Flow | 1 | -175
System | Line | Lines | System | 108_109_1 | Reactance | 1 | 0.165
System | Line | Lines | System | 108_109_1 | Resistance | 1 | 0.043
System | Line | Lines | System | 108_109_1 | Units | 1 | 1
System | Line | Lines | System | 108_110_1 | Max Flow | 1 | 175
System | Line | Lines | System | 108_110_1 | Min Flow | 1 | -175
System | Line | Lines | System | 108_110_1 | Reactance | 1 | 0.165
System | Line | Lines | System | 108_110_1 | Resistance | 1 | 0.043
System | Line | Lines | System | 108_110_1 | Units | 1 | 1
System | Line | Lines | System | 109_111_1 | Max Flow | 1 | 400
System | Line | Lines | System | 109_111_1 | Min Flow | 1 | -400
System | Line | Lines | System | 109_111_1 | Reactance | 1 | 0.084
System | Line | Lines | System | 109_111_1 | Resistance | 1 | 0.002
System | Line | Lines | System | 109_111_1 | Units | 1 | 1
System | Line | Lines | System | 109_112_1 | Max Flow | 1 | 400
System | Line | Lines | System | 109_112_1 | Min Flow | 1 | -400
System | Line | Lines | System | 109_112_1 | Reactance | 1 | 0.084
System | Line | Lines | System | 109_112_1 | Resistance | 1 | 0.002
System | Line | Lines | System | 109_112_1 | Units | 1 | 1
System | Line | Lines | System | 110_111_1 | Max Flow | 1 | 400
System | Line | Lines | System | 110_111_1 | Min Flow | 1 | -400
System | Line | Lines | System | 110_111_1 | Reactance | 1 | 0.084
System | Line | Lines | System | 110_111_1 | Resistance | 1 | 0.002
System | Line | Lines | System | 110_111_1 | Units | 1 | 1
System | Line | Lines | System | 110_112_1 | Max Flow | 1 | 400
System | Line | Lines | System | 110_112_1 | Min Flow | 1 | -400
System | Line | Lines | System | 110_112_1 | Reactance | 1 | 0.084
System | Line | Lines | System | 110_112_1 | Resistance | 1 | 0.002
System | Line | Lines | System | 110_112_1 | Units | 1 | 1
System | Line | Lines | System | 111_113_1 | Max Flow | 1 | 500
System | Line | Lines | System | 111_113_1 | Min Flow | 1 | -500
System | Line | Lines | System | 111_113_1 | Reactance | 1 | 0.048
System | Line | Lines | System | 111_113_1 | Resistance | 1 | 0.006
System | Line | Lines | System | 111_113_1 | Units | 1 | 1
System | Line | Lines | System | 111_114_1 | Max Flow | 1 | 500
System | Line | Lines | System | 111_114_1 | Min Flow | 1 | -500
System | Line | Lines | System | 111_114_1 | Reactance | 1 | 0.042
System | Line | Lines | System | 111_114_1 | Resistance | 1 | 0.005
System | Line | Lines | System | 111_114_1 | Units | 1 | 1
System | Line | Lines | System | 112_113_1 | Max Flow | 1 | 500
System | Line | Lines | System | 112_113_1 | Min Flow | 1 | -500
System | Line | Lines | System | 112_113_1 | Reactance | 1 | 0.048
System | Line | Lines | System | 112_113_1 | Resistance | 1 | 0.006
System | Line | Lines | System | 112_113_1 | Units | 1 | 1
System | Line | Lines | System | 112_123_1 | Max Flow | 1 | 500
System | Line | Lines | System | 112_123_1 | Min Flow | 1 | -500
System | Line | Lines | System | 112_123_1 | Reactance | 1 | 0.097
System | Line | Lines | System | 112_123_1 | Resistance | 1 | 0.012
System | Line | Lines | System | 112_123_1 | Units | 1 | 1
System | Line | Lines | System | 113_123_1 | Max Flow | 1 | 500
System | Line | Lines | System | 113_123_1 | Min Flow | 1 | -500
System | Line | Lines | System | 113_123_1 | Reactance | 1 | 0.087
System | Line | Lines | System | 113_123_1 | Resistance | 1 | 0.011
System | Line | Lines | System | 113_123_1 | Units | 1 | 1
System | Line | Lines | System | 113_215_1 | Max Flow | 1 | 500
System | Line | Lines | System | 113_215_1 | Min Flow | 1 | -500
System | Line | Lines | System | 113_215_1 | Reactance | 1 | 0.075
System | Line | Lines | System | 113_215_1 | Resistance | 1 | 0.01
System | Line | Lines | System | 113_215_1 | Units | 1 | 1
System | Line | Lines | System | 113_316_1 | Max Flow | 1 | 100
System | Line | Lines | System | 113_316_1 | Min Flow | 1 | -100
System | Line | Lines | System | 113_316_1 | Resistance | 1 | 0
System | Line | Lines | System | 114_116_1 | Max Flow | 1 | 500
System | Line | Lines | System | 114_116_1 | Min Flow | 1 | -500
System | Line | Lines | System | 114_116_1 | Reactance | 1 | 0.059
System | Line | Lines | System | 114_116_1 | Resistance | 1 | 0.005
System | Line | Lines | System | 114_116_1 | Units | 1 | 1
System | Line | Lines | System | 115_116_1 | Max Flow | 1 | 500
System | Line | Lines | System | 115_116_1 | Min Flow | 1 | -500
System | Line | Lines | System | 115_116_1 | Reactance | 1 | 0.017
System | Line | Lines | System | 115_116_1 | Resistance | 1 | 0.002
System | Line | Lines | System | 115_116_1 | Units | 1 | 1
System | Line | Lines | System | 115_121_1 | Max Flow | 1 | 500
System | Line | Lines | System | 115_121_1 | Min Flow | 1 | -500
System | Line | Lines | System | 115_121_1 | Reactance | 1 | 0.049
System | Line | Lines | System | 115_121_1 | Resistance | 1 | 0.006
System | Line | Lines | System | 115_121_1 | Units | 1 | 1
System | Line | Lines | System | 115_121_2 | Max Flow | 1 | 500
System | Line | Lines | System | 115_121_2 | Min Flow | 1 | -500
System | Line | Lines | System | 115_121_2 | Reactance | 1 | 0.049
System | Line | Lines | System | 115_121_2 | Resistance | 1 | 0.006
System | Line | Lines | System | 115_121_2 | Units | 1 | 1
System | Line | Lines | System | 115_124_1 | Max Flow | 1 | 500
System | Line | Lines | System | 115_124_1 | Min Flow | 1 | -500
System | Line | Lines | System | 115_124_1 | Reactance | 1 | 0.052
System | Line | Lines | System | 115_124_1 | Resistance | 1 | 0.007
System | Line | Lines | System | 115_124_1 | Units | 1 | 1
System | Line | Lines | System | 116_117_1 | Max Flow | 1 | 500
System | Line | Lines | System | 116_117_1 | Min Flow | 1 | -500
System | Line | Lines | System | 116_117_1 | Reactance | 1 | 0.026
System | Line | Lines | System | 116_117_1 | Resistance | 1 | 0.003
System | Line | Lines | System | 116_117_1 | Units | 1 | 1
System | Line | Lines | System | 116_119_1 | Max Flow | 1 | 500
System | Line | Lines | System | 116_119_1 | Min Flow | 1 | -500
System | Line | Lines | System | 116_119_1 | Reactance | 1 | 0.023
System | Line | Lines | System | 116_119_1 | Resistance | 1 | 0.003
System | Line | Lines | System | 116_119_1 | Units | 1 | 1
System | Line | Lines | System | 117_118_1 | Max Flow | 1 | 500
System | Line | Lines | System | 117_118_1 | Min Flow | 1 | -500
System | Line | Lines | System | 117_118_1 | Reactance | 1 | 0.014
System | Line | Lines | System | 117_118_1 | Resistance | 1 | 0.002
System | Line | Lines | System | 117_118_1 | Units | 1 | 1
System | Line | Lines | System | 117_122_1 | Max Flow | 1 | 500
System | Line | Lines | System | 117_122_1 | Min Flow | 1 | -500
System | Line | Lines | System | 117_122_1 | Reactance | 1 | 0.105
System | Line | Lines | System | 117_122_1 | Resistance | 1 | 0.014
System | Line | Lines | System | 117_122_1 | Units | 1 | 1
System | Line | Lines | System | 118_121_1 | Max Flow | 1 | 500
System | Line | Lines | System | 118_121_1 | Min Flow | 1 | -500
System | Line | Lines | System | 118_121_1 | Reactance | 1 | 0.026
System | Line | Lines | System | 118_121_1 | Resistance | 1 | 0.003
System | Line | Lines | System | 118_121_1 | Units | 1 | 1
System | Line | Lines | System | 118_121_2 | Max Flow | 1 | 500
System | Line | Lines | System | 118_121_2 | Min Flow | 1 | -500
System | Line | Lines | System | 118_121_2 | Reactance | 1 | 0.026
System | Line | Lines | System | 118_121_2 | Resistance | 1 | 0.003
System | Line | Lines | System | 118_121_2 | Units | 1 | 1
System | Line | Lines | System | 119_120_1 | Max Flow | 1 | 500
System | Line | Lines | System | 119_120_1 | Min Flow | 1 | -500
System | Line | Lines | System | 119_120_1 | Reactance | 1 | 0.04
System | Line | Lines | System | 119_120_1 | Resistance | 1 | 0.005
System | Line | Lines | System | 119_120_1 | Units | 1 | 1
System | Line | Lines | System | 119_120_2 | Max Flow | 1 | 500
System | Line | Lines | System | 119_120_2 | Min Flow | 1 | -500
System | Line | Lines | System | 119_120_2 | Reactance | 1 | 0.04
System | Line | Lines | System | 119_120_2 | Resistance | 1 | 0.005
System | Line | Lines | System | 119_120_2 | Units | 1 | 1
System | Line | Lines | System | 120_123_1 | Max Flow | 1 | 500
System | Line | Lines | System | 120_123_1 | Min Flow | 1 | -500
System | Line | Lines | System | 120_123_1 | Reactance | 1 | 0.022
System | Line | Lines | System | 120_123_1 | Resistance | 1 | 0.003
System | Line | Lines | System | 120_123_1 | Units | 1 | 1
System | Line | Lines | System | 120_123_2 | Max Flow | 1 | 500
System | Line | Lines | System | 120_123_2 | Min Flow | 1 | -500
System | Line | Lines | System | 120_123_2 | Reactance | 1 | 0.022
System | Line | Lines | System | 120_123_2 | Resistance | 1 | 0.003
System | Line | Lines | System | 120_123_2 | Units | 1 | 1
System | Line | Lines | System | 121_122_1 | Max Flow | 1 | 500
System | Line | Lines | System | 121_122_1 | Min Flow | 1 | -500
System | Line | Lines | System | 121_122_1 | Reactance | 1 | 0.068
System | Line | Lines | System | 121_122_1 | Resistance | 1 | 0.009
System | Line | Lines | System | 121_122_1 | Units | 1 | 1
System | Line | Lines | System | 123_217_1 | Max Flow | 1 | 500
System | Line | Lines | System | 123_217_1 | Min Flow | 1 | -500
System | Line | Lines | System | 123_217_1 | Reactance | 1 | 0.074
System | Line | Lines | System | 123_217_1 | Resistance | 1 | 0.01
System | Line | Lines | System | 123_217_1 | Units | 1 | 1
System | Line | Lines | System | 201_202_1 | Max Flow | 1 | 175
System | Line | Lines | System | 201_202_1 | Min Flow | 1 | -175
System | Line | Lines | System | 201_202_1 | Reactance | 1 | 0.014
System | Line | Lines | System | 201_202_1 | Resistance | 1 | 0.003
System | Line | Lines | System | 201_202_1 | Units | 1 | 1
System | Line | Lines | System | 201_203_1 | Max Flow | 1 | 175
System | Line | Lines | System | 201_203_1 | Min Flow | 1 | -175
System | Line | Lines | System | 201_203_1 | Reactance | 1 | 0.211
System | Line | Lines | System | 201_203_1 | Resistance | 1 | 0.055
System | Line | Lines | System | 201_203_1 | Units | 1 | 1
System | Line | Lines | System | 201_205_1 | Max Flow | 1 | 175
System | Line | Lines | System | 201_205_1 | Min Flow | 1 | -175
System | Line | Lines | System | 201_205_1 | Reactance | 1 | 0.085
System | Line | Lines | System | 201_205_1 | Resistance | 1 | 0.022
System | Line | Lines | System | 201_205_1 | Units | 1 | 1
System | Line | Lines | System | 202_204_1 | Max Flow | 1 | 175
System | Line | Lines | System | 202_204_1 | Min Flow | 1 | -175
System | Line | Lines | System | 202_204_1 | Reactance | 1 | 0.127
System | Line | Lines | System | 202_204_1 | Resistance | 1 | 0.033
System | Line | Lines | System | 202_204_1 | Units | 1 | 1
System | Line | Lines | System | 202_206_1 | Max Flow | 1 | 175
System | Line | Lines | System | 202_206_1 | Min Flow | 1 | -175
System | Line | Lines | System | 202_206_1 | Reactance | 1 | 0.192
System | Line | Lines | System | 202_206_1 | Resistance | 1 | 0.05
System | Line | Lines | System | 202_206_1 | Units | 1 | 1
System | Line | Lines | System | 203_209_1 | Max Flow | 1 | 175
System | Line | Lines | System | 203_209_1 | Min Flow | 1 | -175
System | Line | Lines | System | 203_209_1 | Reactance | 1 | 0.119
System | Line | Lines | System | 203_209_1 | Resistance | 1 | 0.031
System | Line | Lines | System | 203_209_1 | Units | 1 | 1
System | Line | Lines | System | 203_224_1 | Max Flow | 1 | 400
System | Line | Lines | System | 203_224_1 | Min Flow | 1 | -400
System | Line | Lines | System | 203_224_1 | Reactance | 1 | 0.084
System | Line | Lines | System | 203_224_1 | Resistance | 1 | 0.002
System | Line | Lines | System | 203_224_1 | Units | 1 | 1
System | Line | Lines | System | 204_209_1 | Max Flow | 1 | 175
System | Line | Lines | System | 204_209_1 | Min Flow | 1 | -175
System | Line | Lines | System | 204_209_1 | Reactance | 1 | 0.104
System | Line | Lines | System | 204_209_1 | Resistance | 1 | 0.027
System | Line | Lines | System | 204_209_1 | Units | 1 | 1
System | Line | Lines | System | 205_210_1 | Max Flow | 1 | 175
System | Line | Lines | System | 205_210_1 | Min Flow | 1 | -175
System | Line | Lines | System | 205_210_1 | Reactance | 1 | 0.088
System | Line | Lines | System | 205_210_1 | Resistance | 1 | 0.023
System | Line | Lines | System | 205_210_1 | Units | 1 | 1
System | Line | Lines | System | 206_210_1 | Max Flow | 1 | 175
System | Line | Lines | System | 206_210_1 | Min Flow | 1 | -175
System | Line | Lines | System | 206_210_1 | Reactance | 1 | 0.061
System | Line | Lines | System | 206_210_1 | Resistance | 1 | 0.014
System | Line | Lines | System | 206_210_1 | Units | 1 | 1
System | Line | Lines | System | 207_208_1 | Max Flow | 1 | 175
System | Line | Lines | System | 207_208_1 | Min Flow | 1 | -175
System | Line | Lines | System | 207_208_1 | Reactance | 1 | 0.061
System | Line | Lines | System | 207_208_1 | Resistance | 1 | 0.016
System | Line | Lines | System | 207_208_1 | Units | 1 | 1
System | Line | Lines | System | 208_209_1 | Max Flow | 1 | 175
System | Line | Lines | System | 208_209_1 | Min Flow | 1 | -175
System | Line | Lines | System | 208_209_1 | Reactance | 1 | 0.165
System | Line | Lines | System | 208_209_1 | Resistance | 1 | 0.043
System | Line | Lines | System | 208_209_1 | Units | 1 | 1
System | Line | Lines | System | 208_210_1 | Max Flow | 1 | 175
System | Line | Lines | System | 208_210_1 | Min Flow | 1 | -175
System | Line | Lines | System | 208_210_1 | Reactance | 1 | 0.165
System | Line | Lines | System | 208_210_1 | Resistance | 1 | 0.043
System | Line | Lines | System | 208_210_1 | Units | 1 | 1
System | Line | Lines | System | 209_211_1 | Max Flow | 1 | 400
System | Line | Lines | System | 209_211_1 | Min Flow | 1 | -400
System | Line | Lines | System | 209_211_1 | Reactance | 1 | 0.084
System | Line | Lines | System | 209_211_1 | Resistance | 1 | 0.002
System | Line | Lines | System | 209_211_1 | Units | 1 | 1
System | Line | Lines | System | 209_212_1 | Max Flow | 1 | 400
System | Line | Lines | System | 209_212_1 | Min Flow | 1 | -400
System | Line | Lines | System | 209_212_1 | Reactance | 1 | 0.084
System | Line | Lines | System | 209_212_1 | Resistance | 1 | 0.002
System | Line | Lines | System | 209_212_1 | Units | 1 | 1
System | Line | Lines | System | 210_211_1 | Max Flow | 1 | 400
System | Line | Lines | System | 210_211_1 | Min Flow | 1 | -400
System | Line | Lines | System | 210_211_1 | Reactance | 1 | 0.084
System | Line | Lines | System | 210_211_1 | Resistance | 1 | 0.002
System | Line | Lines | System | 210_211_1 | Units | 1 | 1
System | Line | Lines | System | 210_212_1 | Max Flow | 1 | 400
System | Line | Lines | System | 210_212_1 | Min Flow | 1 | -400
System | Line | Lines | System | 210_212_1 | Reactance | 1 | 0.084
System | Line | Lines | System | 210_212_1 | Resistance | 1 | 0.002
System | Line | Lines | System | 210_212_1 | Units | 1 | 1
System | Line | Lines | System | 211_213_1 | Max Flow | 1 | 500
System | Line | Lines | System | 211_213_1 | Min Flow | 1 | -500
System | Line | Lines | System | 211_213_1 | Reactance | 1 | 0.048
System | Line | Lines | System | 211_213_1 | Resistance | 1 | 0.006
System | Line | Lines | System | 211_213_1 | Units | 1 | 1
System | Line | Lines | System | 211_214_1 | Max Flow | 1 | 500
System | Line | Lines | System | 211_214_1 | Min Flow | 1 | -500
System | Line | Lines | System | 211_214_1 | Reactance | 1 | 0.042
System | Line | Lines | System | 211_214_1 | Resistance | 1 | 0.005
System | Line | Lines | System | 211_214_1 | Units | 1 | 1
System | Line | Lines | System | 212_213_1 | Max Flow | 1 | 500
System | Line | Lines | System | 212_213_1 | Min Flow | 1 | -500
System | Line | Lines | System | 212_213_1 | Reactance | 1 | 0.048
System | Line | Lines | System | 212_213_1 | Resistance | 1 | 0.006
System | Line | Lines | System | 212_213_1 | Units | 1 | 1
System | Line | Lines | System | 212_223_1 | Max Flow | 1 | 500
System | Line | Lines | System | 212_223_1 | Min Flow | 1 | -500
System | Line | Lines | System | 212_223_1 | Reactance | 1 | 0.097
System | Line | Lines | System | 212_223_1 | Resistance | 1 | 0.012
System | Line | Lines | System | 212_223_1 | Units | 1 | 1
System | Line | Lines | System | 213_223_1 | Max Flow | 1 | 500
System | Line | Lines | System | 213_223_1 | Min Flow | 1 | -500
System | Line | Lines | System | 213_223_1 | Reactance | 1 | 0.087
System | Line | Lines | System | 213_223_1 | Resistance | 1 | 0.011
System | Line | Lines | System | 213_223_1 | Units | 1 | 1
System | Line | Lines | System | 214_216_1 | Max Flow | 1 | 500
System | Line | Lines | System | 214_216_1 | Min Flow | 1 | -500
System | Line | Lines | System | 214_216_1 | Reactance | 1 | 0.059
System | Line | Lines | System | 214_216_1 | Resistance | 1 | 0.005
System | Line | Lines | System | 214_216_1 | Units | 1 | 1
System | Line | Lines | System | 215_216_1 | Max Flow | 1 | 500
System | Line | Lines | System | 215_216_1 | Min Flow | 1 | -500
System | Line | Lines | System | 215_216_1 | Reactance | 1 | 0.017
System | Line | Lines | System | 215_216_1 | Resistance | 1 | 0.002
System | Line | Lines | System | 215_216_1 | Units | 1 | 1
System | Line | Lines | System | 215_221_1 | Max Flow | 1 | 500
System | Line | Lines | System | 215_221_1 | Min Flow | 1 | -500
System | Line | Lines | System | 215_221_1 | Reactance | 1 | 0.049
System | Line | Lines | System | 215_221_1 | Resistance | 1 | 0.006
System | Line | Lines | System | 215_221_1 | Units | 1 | 1
System | Line | Lines | System | 215_221_2 | Max Flow | 1 | 500
System | Line | Lines | System | 215_221_2 | Min Flow | 1 | -500
System | Line | Lines | System | 215_221_2 | Reactance | 1 | 0.049
System | Line | Lines | System | 215_221_2 | Resistance | 1 | 0.006
System | Line | Lines | System | 215_221_2 | Units | 1 | 1
System | Line | Lines | System | 215_224_1 | Max Flow | 1 | 500
System | Line | Lines | System | 215_224_1 | Min Flow | 1 | -500
System | Line | Lines | System | 215_224_1 | Reactance | 1 | 0.052
System | Line | Lines | System | 215_224_1 | Resistance | 1 | 0.007
System | Line | Lines | System | 215_224_1 | Units | 1 | 1
System | Line | Lines | System | 216_217_1 | Max Flow | 1 | 500
System | Line | Lines | System | 216_217_1 | Min Flow | 1 | -500
System | Line | Lines | System | 216_217_1 | Reactance | 1 | 0.026
System | Line | Lines | System | 216_217_1 | Resistance | 1 | 0.003
System | Line | Lines | System | 216_217_1 | Units | 1 | 1
System | Line | Lines | System | 216_219_1 | Max Flow | 1 | 500
System | Line | Lines | System | 216_219_1 | Min Flow | 1 | -500
System | Line | Lines | System | 216_219_1 | Reactance | 1 | 0.023
System | Line | Lines | System | 216_219_1 | Resistance | 1 | 0.003
System | Line | Lines | System | 216_219_1 | Units | 1 | 1
System | Line | Lines | System | 217_218_1 | Max Flow | 1 | 500
System | Line | Lines | System | 217_218_1 | Min Flow | 1 | -500
System | Line | Lines | System | 217_218_1 | Reactance | 1 | 0.014
System | Line | Lines | System | 217_218_1 | Resistance | 1 | 0.002
System | Line | Lines | System | 217_218_1 | Units | 1 | 1
System | Line | Lines | System | 217_222_1 | Max Flow | 1 | 500
System | Line | Lines | System | 217_222_1 | Min Flow | 1 | -500
System | Line | Lines | System | 217_222_1 | Reactance | 1 | 0.105
System | Line | Lines | System | 217_222_1 | Resistance | 1 | 0.014
System | Line | Lines | System | 217_222_1 | Units | 1 | 1
System | Line | Lines | System | 218_221_1 | Max Flow | 1 | 500
System | Line | Lines | System | 218_221_1 | Min Flow | 1 | -500
System | Line | Lines | System | 218_221_1 | Reactance | 1 | 0.026
System | Line | Lines | System | 218_221_1 | Resistance | 1 | 0.003
System | Line | Lines | System | 218_221_1 | Units | 1 | 1
System | Line | Lines | System | 218_221_2 | Max Flow | 1 | 500
System | Line | Lines | System | 218_221_2 | Min Flow | 1 | -500
System | Line | Lines | System | 218_221_2 | Reactance | 1 | 0.026
System | Line | Lines | System | 218_221_2 | Resistance | 1 | 0.003
System | Line | Lines | System | 218_221_2 | Units | 1 | 1
System | Line | Lines | System | 219_220_1 | Max Flow | 1 | 500
System | Line | Lines | System | 219_220_1 | Min Flow | 1 | -500
System | Line | Lines | System | 219_220_1 | Reactance | 1 | 0.04
System | Line | Lines | System | 219_220_1 | Resistance | 1 | 0.005
System | Line | Lines | System | 219_220_1 | Units | 1 | 1
System | Line | Lines | System | 219_220_2 | Max Flow | 1 | 500
System | Line | Lines | System | 219_220_2 | Min Flow | 1 | -500
System | Line | Lines | System | 219_220_2 | Reactance | 1 | 0.04
System | Line | Lines | System | 219_220_2 | Resistance | 1 | 0.005
System | Line | Lines | System | 219_220_2 | Units | 1 | 1
System | Line | Lines | System | 220_223_1 | Max Flow | 1 | 500
System | Line | Lines | System | 220_223_1 | Min Flow | 1 | -500
System | Line | Lines | System | 220_223_1 | Reactance | 1 | 0.022
System | Line | Lines | System | 220_223_1 | Resistance | 1 | 0.003
System | Line | Lines | System | 220_223_1 | Units | 1 | 1
System | Line | Lines | System | 220_223_2 | Max Flow | 1 | 500
System | Line | Lines | System | 220_223_2 | Min Flow | 1 | -500
System | Line | Lines | System | 220_223_2 | Reactance | 1 | 0.022
System | Line | Lines | System | 220_223_2 | Resistance | 1 | 0.003
System | Line | Lines | System | 220_223_2 | Units | 1 | 1
System | Line | Lines | System | 221_222_1 | Max Flow | 1 | 500
System | Line | Lines | System | 221_222_1 | Min Flow | 1 | -500
System | Line | Lines | System | 221_222_1 | Reactance | 1 | 0.068
System | Line | Lines | System | 221_222_1 | Resistance | 1 | 0.009
System | Line | Lines | System | 221_222_1 | Units | 1 | 1
System | Line | Lines | System | 301_302_1 | Max Flow | 1 | 175
System | Line | Lines | System | 301_302_1 | Min Flow | 1 | -175
System | Line | Lines | System | 301_302_1 | Reactance | 1 | 0.014
System | Line | Lines | System | 301_302_1 | Resistance | 1 | 0.003
System | Line | Lines | System | 301_302_1 | Units | 1 | 1
System | Line | Lines | System | 301_303_1 | Max Flow | 1 | 175
System | Line | Lines | System | 301_303_1 | Min Flow | 1 | -175
System | Line | Lines | System | 301_303_1 | Reactance | 1 | 0.211
System | Line | Lines | System | 301_303_1 | Resistance | 1 | 0.055
System | Line | Lines | System | 301_303_1 | Units | 1 | 1
System | Line | Lines | System | 301_305_1 | Max Flow | 1 | 175
System | Line | Lines | System | 301_305_1 | Min Flow | 1 | -175
System | Line | Lines | System | 301_305_1 | Reactance | 1 | 0.085
System | Line | Lines | System | 301_305_1 | Resistance | 1 | 0.022
System | Line | Lines | System | 301_305_1 | Units | 1 | 1
System | Line | Lines | System | 302_304_1 | Max Flow | 1 | 175
System | Line | Lines | System | 302_304_1 | Min Flow | 1 | -175
System | Line | Lines | System | 302_304_1 | Reactance | 1 | 0.127
System | Line | Lines | System | 302_304_1 | Resistance | 1 | 0.033
System | Line | Lines | System | 302_304_1 | Units | 1 | 1
System | Line | Lines | System | 302_306_1 | Max Flow | 1 | 175
System | Line | Lines | System | 302_306_1 | Min Flow | 1 | -175
System | Line | Lines | System | 302_306_1 | Reactance | 1 | 0.192
System | Line | Lines | System | 302_306_1 | Resistance | 1 | 0.05
System | Line | Lines | System | 302_306_1 | Units | 1 | 1
System | Line | Lines | System | 303_309_1 | Max Flow | 1 | 175
System | Line | Lines | System | 303_309_1 | Min Flow | 1 | -175
System | Line | Lines | System | 303_309_1 | Reactance | 1 | 0.119
System | Line | Lines | System | 303_309_1 | Resistance | 1 | 0.031
System | Line | Lines | System | 303_309_1 | Units | 1 | 1
System | Line | Lines | System | 303_324_1 | Max Flow | 1 | 400
System | Line | Lines | System | 303_324_1 | Min Flow | 1 | -400
System | Line | Lines | System | 303_324_1 | Reactance | 1 | 0.084
System | Line | Lines | System | 303_324_1 | Resistance | 1 | 0.002
System | Line | Lines | System | 303_324_1 | Units | 1 | 1
System | Line | Lines | System | 304_309_1 | Max Flow | 1 | 175
System | Line | Lines | System | 304_309_1 | Min Flow | 1 | -175
System | Line | Lines | System | 304_309_1 | Reactance | 1 | 0.104
System | Line | Lines | System | 304_309_1 | Resistance | 1 | 0.027
System | Line | Lines | System | 304_309_1 | Units | 1 | 1
System | Line | Lines | System | 305_310_1 | Max Flow | 1 | 175
System | Line | Lines | System | 305_310_1 | Min Flow | 1 | -175
System | Line | Lines | System | 305_310_1 | Reactance | 1 | 0.088
System | Line | Lines | System | 305_310_1 | Resistance | 1 | 0.023
System | Line | Lines | System | 305_310_1 | Units | 1 | 1
System | Line | Lines | System | 306_310_1 | Max Flow | 1 | 175
System | Line | Lines | System | 306_310_1 | Min Flow | 1 | -175
System | Line | Lines | System | 306_310_1 | Reactance | 1 | 0.061
System | Line | Lines | System | 306_310_1 | Resistance | 1 | 0.014
System | Line | Lines | System | 306_310_1 | Units | 1 | 1
System | Line | Lines | System | 307_308_1 | Max Flow | 1 | 175
System | Line | Lines | System | 307_308_1 | Min Flow | 1 | -175
System | Line | Lines | System | 307_308_1 | Reactance | 1 | 0.061
System | Line | Lines | System | 307_308_1 | Resistance | 1 | 0.016
System | Line | Lines | System | 307_308_1 | Units | 1 | 1
System | Line | Lines | System | 308_309_1 | Max Flow | 1 | 175
System | Line | Lines | System | 308_309_1 | Min Flow | 1 | -175
System | Line | Lines | System | 308_309_1 | Reactance | 1 | 0.165
System | Line | Lines | System | 308_309_1 | Resistance | 1 | 0.043
System | Line | Lines | System | 308_309_1 | Units | 1 | 1
System | Line | Lines | System | 308_310_1 | Max Flow | 1 | 175
System | Line | Lines | System | 308_310_1 | Min Flow | 1 | -175
System | Line | Lines | System | 308_310_1 | Reactance | 1 | 0.165
System | Line | Lines | System | 308_310_1 | Resistance | 1 | 0.043
System | Line | Lines | System | 308_310_1 | Units | 1 | 1
System | Line | Lines | System | 309_311_1 | Max Flow | 1 | 400
System | Line | Lines | System | 309_311_1 | Min Flow | 1 | -400
System | Line | Lines | System | 309_311_1 | Reactance | 1 | 0.084
System | Line | Lines | System | 309_311_1 | Resistance | 1 | 0.002
System | Line | Lines | System | 309_311_1 | Units | 1 | 1
System | Line | Lines | System | 309_312_1 | Max Flow | 1 | 400
System | Line | Lines | System | 309_312_1 | Min Flow | 1 | -400
System | Line | Lines | System | 309_312_1 | Reactance | 1 | 0.084
System | Line | Lines | System | 309_312_1 | Resistance | 1 | 0.002
System | Line | Lines | System | 309_312_1 | Units | 1 | 1
System | Line | Lines | System | 310_311_1 | Max Flow | 1 | 400
System | Line | Lines | System | 310_311_1 | Min Flow | 1 | -400
System | Line | Lines | System | 310_311_1 | Reactance | 1 | 0.084
System | Line | Lines | System | 310_311_1 | Resistance | 1 | 0.002
System | Line | Lines | System | 310_311_1 | Units | 1 | 1
System | Line | Lines | System | 310_312_1 | Max Flow | 1 | 400
System | Line | Lines | System | 310_312_1 | Min Flow | 1 | -400
System | Line | Lines | System | 310_312_1 | Reactance | 1 | 0.084
System | Line | Lines | System | 310_312_1 | Resistance | 1 | 0.002
System | Line | Lines | System | 310_312_1 | Units | 1 | 1
System | Line | Lines | System | 311_313_1 | Max Flow | 1 | 500
System | Line | Lines | System | 311_313_1 | Min Flow | 1 | -500
System | Line | Lines | System | 311_313_1 | Reactance | 1 | 0.048
System | Line | Lines | System | 311_313_1 | Resistance | 1 | 0.006
System | Line | Lines | System | 311_313_1 | Units | 1 | 1
System | Line | Lines | System | 311_314_1 | Max Flow | 1 | 500
System | Line | Lines | System | 311_314_1 | Min Flow | 1 | -500
System | Line | Lines | System | 311_314_1 | Reactance | 1 | 0.042
System | Line | Lines | System | 311_314_1 | Resistance | 1 | 0.005
System | Line | Lines | System | 311_314_1 | Units | 1 | 1
System | Line | Lines | System | 312_313_1 | Max Flow | 1 | 500
System | Line | Lines | System | 312_313_1 | Min Flow | 1 | -500
System | Line | Lines | System | 312_313_1 | Reactance | 1 | 0.048
System | Line | Lines | System | 312_313_1 | Resistance | 1 | 0.006
System | Line | Lines | System | 312_313_1 | Units | 1 | 1
System | Line | Lines | System | 312_323_1 | Max Flow | 1 | 500
System | Line | Lines | System | 312_323_1 | Min Flow | 1 | -500
System | Line | Lines | System | 312_323_1 | Reactance | 1 | 0.097
System | Line | Lines | System | 312_323_1 | Resistance | 1 | 0.012
System | Line | Lines | System | 312_323_1 | Units | 1 | 1
System | Line | Lines | System | 313_323_1 | Max Flow | 1 | 500
System | Line | Lines | System | 313_323_1 | Min Flow | 1 | -500
System | Line | Lines | System | 313_323_1 | Reactance | 1 | 0.087
System | Line | Lines | System | 313_323_1 | Resistance | 1 | 0.011
System | Line | Lines | System | 313_323_1 | Units | 1 | 1
System | Line | Lines | System | 314_316_1 | Max Flow | 1 | 500
System | Line | Lines | System | 314_316_1 | Min Flow | 1 | -500
System | Line | Lines | System | 314_316_1 | Reactance | 1 | 0.059
System | Line | Lines | System | 314_316_1 | Resistance | 1 | 0.005
System | Line | Lines | System | 314_316_1 | Units | 1 | 1
System | Line | Lines | System | 315_316_1 | Max Flow | 1 | 500
System | Line | Lines | System | 315_316_1 | Min Flow | 1 | -500
System | Line | Lines | System | 315_316_1 | Reactance | 1 | 0.017
System | Line | Lines | System | 315_316_1 | Resistance | 1 | 0.002
System | Line | Lines | System | 315_316_1 | Units | 1 | 1
System | Line | Lines | System | 315_321_1 | Max Flow | 1 | 500
System | Line | Lines | System | 315_321_1 | Min Flow | 1 | -500
System | Line | Lines | System | 315_321_1 | Reactance | 1 | 0.049
System | Line | Lines | System | 315_321_1 | Resistance | 1 | 0.006
System | Line | Lines | System | 315_321_1 | Units | 1 | 1
System | Line | Lines | System | 315_321_2 | Max Flow | 1 | 500
System | Line | Lines | System | 315_321_2 | Min Flow | 1 | -500
System | Line | Lines | System | 315_321_2 | Reactance | 1 | 0.049
System | Line | Lines | System | 315_321_2 | Resistance | 1 | 0.006
System | Line | Lines | System | 315_321_2 | Units | 1 | 1
System | Line | Lines | System | 315_324_1 | Max Flow | 1 | 500
System | Line | Lines | System | 315_324_1 | Min Flow | 1 | -500
System | Line | Lines | System | 315_324_1 | Reactance | 1 | 0.052
System | Line | Lines | System | 315_324_1 | Resistance | 1 | 0.007
System | Line | Lines | System | 315_324_1 | Units | 1 | 1
System | Line | Lines | System | 316_317_1 | Max Flow | 1 | 500
System | Line | Lines | System | 316_317_1 | Min Flow | 1 | -500
System | Line | Lines | System | 316_317_1 | Reactance | 1 | 0.026
System | Line | Lines | System | 316_317_1 | Resistance | 1 | 0.003
System | Line | Lines | System | 316_317_1 | Units | 1 | 1
System | Line | Lines | System | 316_319_1 | Max Flow | 1 | 500
System | Line | Lines | System | 316_319_1 | Min Flow | 1 | -500
System | Line | Lines | System | 316_319_1 | Reactance | 1 | 0.023
System | Line | Lines | System | 316_319_1 | Resistance | 1 | 0.003
System | Line | Lines | System | 316_319_1 | Units | 1 | 1
System | Line | Lines | System | 317_318_1 | Max Flow | 1 | 500
System | Line | Lines | System | 317_318_1 | Min Flow | 1 | -500
System | Line | Lines | System | 317_318_1 | Reactance | 1 | 0.014
System | Line | Lines | System | 317_318_1 | Resistance | 1 | 0.002
System | Line | Lines | System | 317_318_1 | Units | 1 | 1
System | Line | Lines | System | 317_322_1 | Max Flow | 1 | 500
System | Line | Lines | System | 317_322_1 | Min Flow | 1 | -500
System | Line | Lines | System | 317_322_1 | Reactance | 1 | 0.105
System | Line | Lines | System | 317_322_1 | Resistance | 1 | 0.014
System | Line | Lines | System | 317_322_1 | Units | 1 | 1
System | Line | Lines | System | 318_223_1 | Max Flow | 1 | 500
System | Line | Lines | System | 318_223_1 | Min Flow | 1 | -500
System | Line | Lines | System | 318_223_1 | Reactance | 1 | 0.104
System | Line | Lines | System | 318_223_1 | Resistance | 1 | 0.013
System | Line | Lines | System | 318_223_1 | Units | 1 | 1
System | Line | Lines | System | 318_321_1 | Max Flow | 1 | 500
System | Line | Lines | System | 318_321_1 | Min Flow | 1 | -500
System | Line | Lines | System | 318_321_1 | Reactance | 1 | 0.026
System | Line | Lines | System | 318_321_1 | Resistance | 1 | 0.003
System | Line | Lines | System | 318_321_1 | Units | 1 | 1
System | Line | Lines | System | 318_321_2 | Max Flow | 1 | 500
System | Line | Lines | System | 318_321_2 | Min Flow | 1 | -500
System | Line | Lines | System | 318_321_2 | Reactance | 1 | 0.026
System | Line | Lines | System | 318_321_2 | Resistance | 1 | 0.003
System | Line | Lines | System | 318_321_2 | Units | 1 | 1
System | Line | Lines | System | 319_320_1 | Max Flow | 1 | 500
System | Line | Lines | System | 319_320_1 | Min Flow | 1 | -500
System | Line | Lines | System | 319_320_1 | Reactance | 1 | 0.04
System | Line | Lines | System | 319_320_1 | Resistance | 1 | 0.005
System | Line | Lines | System | 319_320_1 | Units | 1 | 1
System | Line | Lines | System | 319_320_2 | Max Flow | 1 | 500
System | Line | Lines | System | 319_320_2 | Min Flow | 1 | -500
System | Line | Lines | System | 319_320_2 | Reactance | 1 | 0.04
System | Line | Lines | System | 319_320_2 | Resistance | 1 | 0.005
System | Line | Lines | System | 319_320_2 | Units | 1 | 1
System | Line | Lines | System | 320_323_1 | Max Flow | 1 | 500
System | Line | Lines | System | 320_323_1 | Min Flow | 1 | -500
System | Line | Lines | System | 320_323_1 | Reactance | 1 | 0.022
System | Line | Lines | System | 320_323_1 | Resistance | 1 | 0.003
System | Line | Lines | System | 320_323_1 | Units | 1 | 1
System | Line | Lines | System | 320_323_2 | Max Flow | 1 | 500
System | Line | Lines | System | 320_323_2 | Min Flow | 1 | -500
System | Line | Lines | System | 320_323_2 | Reactance | 1 | 0.022
System | Line | Lines | System | 320_323_2 | Resistance | 1 | 0.003
System | Line | Lines | System | 320_323_2 | Units | 1 | 1
System | Line | Lines | System | 321_322_1 | Max Flow | 1 | 500
System | Line | Lines | System | 321_322_1 | Min Flow | 1 | -500
System | Line | Lines | System | 321_322_1 | Reactance | 1 | 0.068
System | Line | Lines | System | 321_322_1 | Resistance | 1 | 0.009
System | Line | Lines | System | 321_322_1 | Units | 1 | 1
System | Line | Lines | System | 323_325_1 | Max Flow | 1 | 722
System | Line | Lines | System | 323_325_1 | Min Flow | 1 | -722
System | Line | Lines | System | 323_325_1 | Reactance | 1 | 0.009
System | Line | Lines | System | 323_325_1 | Resistance | 1 | 0
System | Line | Lines | System | 323_325_1 | Units | 1 | 1
System | Line | Lines | System | 325_121_1 | Max Flow | 1 | 500
System | Line | Lines | System | 325_121_1 | Min Flow | 1 | -500
System | Line | Lines | System | 325_121_1 | Reactance | 1 | 0.097
System | Line | Lines | System | 325_121_1 | Resistance | 1 | 0.012
System | Line | Lines | System | 325_121_1 | Units | 1 | 1
System | Node | Nodes | System | 101 | Load Participation Factor | 1 | 0.0378947368421053
System | Node | Nodes | System | 101 | Units | 1 | 1
System | Node | Nodes | System | 101 | Voltage | 1 | 138
System | Node | Nodes | System | 102 | Load Participation Factor | 1 | 0.0340350877192982
System | Node | Nodes | System | 102 | Units | 1 | 1
System | Node | Nodes | System | 102 | Voltage | 1 | 138
System | Node | Nodes | System | 103 | Load Participation Factor | 1 | 0.0631578947368421
System | Node | Nodes | System | 103 | Units | 1 | 1
System | Node | Nodes | System | 103 | Voltage | 1 | 138
System | Node | Nodes | System | 104 | Load Participation Factor | 1 | 0.0259649122807018
System | Node | Nodes | System | 104 | Units | 1 | 1
System | Node | Nodes | System | 104 | Voltage | 1 | 138
System | Node | Nodes | System | 105 | Load Participation Factor | 1 | 0.0249122807017544
System | Node | Nodes | System | 105 | Units | 1 | 1
System | Node | Nodes | System | 105 | Voltage | 1 | 138
System | Node | Nodes | System | 106 | Load Participation Factor | 1 | 0.047719298245614
System | Node | Nodes | System | 106 | Units | 1 | 1
System | Node | Nodes | System | 106 | Voltage | 1 | 138
System | Node | Nodes | System | 107 | Load Participation Factor | 1 | 0.043859649122807
System | Node | Nodes | System | 107 | Units | 1 | 1
System | Node | Nodes | System | 107 | Voltage | 1 | 138
System | Node | Nodes | System | 108 | Load Participation Factor | 1 | 0.06
System | Node | Nodes | System | 108 | Units | 1 | 1
System | Node | Nodes | System | 108 | Voltage | 1 | 138
System | Node | Nodes | System | 109 | Load Participation Factor | 1 | 0.0614035087719298
System | Node | Nodes | System | 109 | Units | 1 | 1
System | Node | Nodes | System | 109 | Voltage | 1 | 138
System | Node | Nodes | System | 110 | Load Participation Factor | 1 | 0.068421052631579
System | Node | Nodes | System | 110 | Units | 1 | 1
System | Node | Nodes | System | 110 | Voltage | 1 | 138
System | Node | Nodes | System | 111 | Load Participation Factor | 1 | 0
System | Node | Nodes | System | 111 | Units | 1 | 1
System | Node | Nodes | System | 111 | Voltage | 1 | 230
System | Node | Nodes | System | 112 | Load Participation Factor | 1 | 0
System | Node | Nodes | System | 112 | Units | 1 | 1
System | Node | Nodes | System | 112 | Voltage | 1 | 230
System | Node | Nodes | System | 113 | Load Participation Factor | 1 | 0.0929824561403509
System | Node | Nodes | System | 113 | Units | 1 | 1
System | Node | Nodes | System | 113 | Voltage | 1 | 230
System | Node | Nodes | System | 114 | Load Participation Factor | 1 | 0.0680701754385965
System | Node | Nodes | System | 114 | Units | 1 | 1
System | Node | Nodes | System | 114 | Voltage | 1 | 230
System | Node | Nodes | System | 115 | Load Participation Factor | 1 | 0.111228070175439
System | Node | Nodes | System | 115 | Units | 1 | 1
System | Node | Nodes | System | 115 | Voltage | 1 | 230
System | Node | Nodes | System | 116 | Load Participation Factor | 1 | 0.0350877192982456
System | Node | Nodes | System | 116 | Units | 1 | 1
System | Node | Nodes | System | 116 | Voltage | 1 | 230
System | Node | Nodes | System | 117 | Load Participation Factor | 1 | 0
System | Node | Nodes | System | 117 | Units | 1 | 1
System | Node | Nodes | System | 117 | Voltage | 1 | 230
System | Node | Nodes | System | 118 | Load Participation Factor | 1 | 0.116842105263158
System | Node | Nodes | System | 118 | Units | 1 | 1
System | Node | Nodes | System | 118 | Voltage | 1 | 230
System | Node | Nodes | System | 119 | Load Participation Factor | 1 | 0.0635087719298246
System | Node | Nodes | System | 119 | Units | 1 | 1
System | Node | Nodes | System | 119 | Voltage | 1 | 230
System | Node | Nodes | System | 120 | Load Participation Factor | 1 | 0.0449122807017544
System | Node | Nodes | System | 120 | Units | 1 | 1
System | Node | Nodes | System | 120 | Voltage | 1 | 230
System | Node | Nodes | System | 121 | Load Participation Factor | 1 | 0
System | Node | Nodes | System | 121 | Units | 1 | 1
System | Node | Nodes | System | 121 | Voltage | 1 | 230
System | Node | Nodes | System | 122 | Load Participation Factor | 1 | 0
System | Node | Nodes | System | 122 | Units | 1 | 1
System | Node | Nodes | System | 122 | Voltage | 1 | 230
System | Node | Nodes | System | 123 | Load Participation Factor | 1 | 0
System | Node | Nodes | System | 123 | Units | 1 | 1
System | Node | Nodes | System | 123 | Voltage | 1 | 230
System | Node | Nodes | System | 124 | Load Participation Factor | 1 | 0
System | Node | Nodes | System | 124 | Units | 1 | 1
System | Node | Nodes | System | 124 | Voltage | 1 | 230
System | Node | Nodes | System | 201 | Load Participation Factor | 1 | 0.0378947368421053
System | Node | Nodes | System | 201 | Units | 1 | 1
System | Node | Nodes | System | 201 | Voltage | 1 | 138
System | Node | Nodes | System | 202 | Load Participation Factor | 1 | 0.0340350877192982
System | Node | Nodes | System | 202 | Units | 1 | 1
System | Node | Nodes | System | 202 | Voltage | 1 | 138
System | Node | Nodes | System | 203 | Load Participation Factor | 1 | 0.0631578947368421
System | Node | Nodes | System | 203 | Units | 1 | 1
System | Node | Nodes | System | 203 | Voltage | 1 | 138
System | Node | Nodes | System | 204 | Load Participation Factor | 1 | 0.0259649122807018
System | Node | Nodes | System | 204 | Units | 1 | 1
System | Node | Nodes | System | 204 | Voltage | 1 | 138
System | Node | Nodes | System | 205 | Load Participation Factor | 1 | 0.0249122807017544
System | Node | Nodes | System | 205 | Units | 1 | 1
System | Node | Nodes | System | 205 | Voltage | 1 | 138
System | Node | Nodes | System | 206 | Load Participation Factor | 1 | 0.047719298245614
System | Node | Nodes | System | 206 | Units | 1 | 1
System | Node | Nodes | System | 206 | Voltage | 1 | 138
System | Node | Nodes | System | 207 | Load Participation Factor | 1 | 0.043859649122807
System | Node | Nodes | System | 207 | Units | 1 | 1
System | Node | Nodes | System | 207 | Voltage | 1 | 138
System | Node | Nodes | System | 208 | Load Participation Factor | 1 | 0.06
System | Node | Nodes | System | 208 | Units | 1 | 1
System | Node | Nodes | System | 208 | Voltage | 1 | 138
System | Node | Nodes | System | 209 | Load Participation Factor | 1 | 0.0614035087719298
System | Node | Nodes | System | 209 | Units | 1 | 1
System | Node | Nodes | System | 209 | Voltage | 1 | 138
System | Node | Nodes | System | 210 | Load Participation Factor | 1 | 0.068421052631579
System | Node | Nodes | System | 210 | Units | 1 | 1
System | Node | Nodes | System | 210 | Voltage | 1 | 138
System | Node | Nodes | System | 211 | Load Participation Factor | 1 | 0
System | Node | Nodes | System | 211 | Units | 1 | 1
System | Node | Nodes | System | 211 | Voltage | 1 | 230
System | Node | Nodes | System | 212 | Load Participation Factor | 1 | 0
System | Node | Nodes | System | 212 | Units | 1 | 1
System | Node | Nodes | System | 212 | Voltage | 1 | 230
System | Node | Nodes | System | 213 | Load Participation Factor | 1 | 0.0929824561403509
System | Node | Nodes | System | 213 | Units | 1 | 1
System | Node | Nodes | System | 213 | Voltage | 1 | 230
System | Node | Nodes | System | 214 | Load Participation Factor | 1 | 0.0680701754385965
System | Node | Nodes | System | 214 | Units | 1 | 1
System | Node | Nodes | System | 214 | Voltage | 1 | 230
System | Node | Nodes | System | 215 | Load Participation Factor | 1 | 0.111228070175439
System | Node | Nodes | System | 215 | Units | 1 | 1
System | Node | Nodes | System | 215 | Voltage | 1 | 230
System | Node | Nodes | System | 216 | Load Participation Factor | 1 | 0.0350877192982456
System | Node | Nodes | System | 216 | Units | 1 | 1
System | Node | Nodes | System | 216 | Voltage | 1 | 230
System | Node | Nodes | System | 217 | Load Participation Factor | 1 | 0
System | Node | Nodes | System | 217 | Units | 1 | 1
System | Node | Nodes | System | 217 | Voltage | 1 | 230
System | Node | Nodes | System | 218 | Load Participation Factor | 1 | 0.116842105263158
System | Node | Nodes | System | 218 | Units | 1 | 1
System | Node | Nodes | System | 218 | Voltage | 1 | 230
System | Node | Nodes | System | 219 | Load Participation Factor | 1 | 0.0635087719298246
System | Node | Nodes | System | 219 | Units | 1 | 1
System | Node | Nodes | System | 219 | Voltage | 1 | 230
System | Node | Nodes | System | 220 | Load Participation Factor | 1 | 0.0449122807017544
System | Node | Nodes | System | 220 | Units | 1 | 1
System | Node | Nodes | System | 220 | Voltage | 1 | 230
System | Node | Nodes | System | 221 | Load Participation Factor | 1 | 0
System | Node | Nodes | System | 221 | Units | 1 | 1
System | Node | Nodes | System | 221 | Voltage | 1 | 230
System | Node | Nodes | System | 222 | Load Participation Factor | 1 | 0
System | Node | Nodes | System | 222 | Units | 1 | 1
System | Node | Nodes | System | 222 | Voltage | 1 | 230
System | Node | Nodes | System | 223 | Load Participation Factor | 1 | 0
System | Node | Nodes | System | 223 | Units | 1 | 1
System | Node | Nodes | System | 223 | Voltage | 1 | 230
System | Node | Nodes | System | 224 | Load Participation Factor | 1 | 0
System | Node | Nodes | System | 224 | Units | 1 | 1
System | Node | Nodes | System | 224 | Voltage | 1 | 230
System | Node | Nodes | System | 301 | Load Participation Factor | 1 | 0.0378947368421053
System | Node | Nodes | System | 301 | Units | 1 | 1
System | Node | Nodes | System | 301 | Voltage | 1 | 138
System | Node | Nodes | System | 302 | Load Participation Factor | 1 | 0.0340350877192982
System | Node | Nodes | System | 302 | Units | 1 | 1
System | Node | Nodes | System | 302 | Voltage | 1 | 138
System | Node | Nodes | System | 303 | Load Participation Factor | 1 | 0.0631578947368421
System | Node | Nodes | System | 303 | Units | 1 | 1
System | Node | Nodes | System | 303 | Voltage | 1 | 138
System | Node | Nodes | System | 304 | Load Participation Factor | 1 | 0.0259649122807018
System | Node | Nodes | System | 304 | Units | 1 | 1
System | Node | Nodes | System | 304 | Voltage | 1 | 138
System | Node | Nodes | System | 305 | Load Participation Factor | 1 | 0.0249122807017544
System | Node | Nodes | System | 305 | Units | 1 | 1
System | Node | Nodes | System | 305 | Voltage | 1 | 138
System | Node | Nodes | System | 306 | Load Participation Factor | 1 | 0.047719298245614
System | Node | Nodes | System | 306 | Units | 1 | 1
System | Node | Nodes | System | 306 | Voltage | 1 | 138
System | Node | Nodes | System | 307 | Load Participation Factor | 1 | 0.043859649122807
System | Node | Nodes | System | 307 | Units | 1 | 1
System | Node | Nodes | System | 307 | Voltage | 1 | 138
System | Node | Nodes | System | 308 | Load Participation Factor | 1 | 0.06
System | Node | Nodes | System | 308 | Units | 1 | 1
System | Node | Nodes | System | 308 | Voltage | 1 | 138
System | Node | Nodes | System | 309 | Load Participation Factor | 1 | 0.0614035087719298
System | Node | Nodes | System | 309 | Units | 1 | 1
System | Node | Nodes | System | 309 | Voltage | 1 | 138
System | Node | Nodes | System | 310 | Load Participation Factor | 1 | 0.068421052631579
System | Node | Nodes | System | 310 | Units | 1 | 1
System | Node | Nodes | System | 310 | Voltage | 1 | 138
System | Node | Nodes | System | 311 | Load Participation Factor | 1 | 0
System | Node | Nodes | System | 311 | Units | 1 | 1
System | Node | Nodes | System | 311 | Voltage | 1 | 230
System | Node | Nodes | System | 312 | Load Participation Factor | 1 | 0
System | Node | Nodes | System | 312 | Units | 1 | 1
System | Node | Nodes | System | 312 | Voltage | 1 | 230
System | Node | Nodes | System | 313 | Load Participation Factor | 1 | 0.0929824561403509
System | Node | Nodes | System | 313 | Units | 1 | 1
System | Node | Nodes | System | 313 | Voltage | 1 | 230
System | Node | Nodes | System | 314 | Load Participation Factor | 1 | 0.0680701754385965
System | Node | Nodes | System | 314 | Units | 1 | 1
System | Node | Nodes | System | 314 | Voltage | 1 | 230
System | Node | Nodes | System | 315 | Load Participation Factor | 1 | 0.111228070175439
System | Node | Nodes | System | 315 | Units | 1 | 1
System | Node | Nodes | System | 315 | Voltage | 1 | 230
System | Node | Nodes | System | 316 | Load Participation Factor | 1 | 0.0350877192982456
System | Node | Nodes | System | 316 | Units | 1 | 1
System | Node | Nodes | System | 316 | Voltage | 1 | 230
System | Node | Nodes | System | 317 | Load Participation Factor | 1 | 0
System | Node | Nodes | System | 317 | Units | 1 | 1
System | Node | Nodes | System | 317 | Voltage | 1 | 230
System | Node | Nodes | System | 318 | Load Participation Factor | 1 | 0.116842105263158
System | Node | Nodes | System | 318 | Units | 1 | 1
System | Node | Nodes | System | 318 | Voltage | 1 | 230
System | Node | Nodes | System | 319 | Load Participation Factor | 1 | 0.0635087719298246
System | Node | Nodes | System | 319 | Units | 1 | 1
System | Node | Nodes | System | 319 | Voltage | 1 | 230
System | Node | Nodes | System | 320 | Load Participation Factor | 1 | 0.0449122807017544
System | Node | Nodes | System | 320 | Units | 1 | 1
System | Node | Nodes | System | 320 | Voltage | 1 | 230
System | Node | Nodes | System | 321 | Load Participation Factor | 1 | 0
System | Node | Nodes | System | 321 | Units | 1 | 1
System | Node | Nodes | System | 321 | Voltage | 1 | 230
System | Node | Nodes | System | 322 | Load Participation Factor | 1 | 0
System | Node | Nodes | System | 322 | Units | 1 | 1
System | Node | Nodes | System | 322 | Voltage | 1 | 230
System | Node | Nodes | System | 323 | Load Participation Factor | 1 | 0
System | Node | Nodes | System | 323 | Units | 1 | 1
System | Node | Nodes | System | 323 | Voltage | 1 | 230
System | Node | Nodes | System | 324 | Load Participation Factor | 1 | 0
System | Node | Nodes | System | 324 | Units | 1 | 1
System | Node | Nodes | System | 324 | Voltage | 1 | 230
System | Node | Nodes | System | 325 | Load Participation Factor | 1 | 0
System | Node | Nodes | System | 325 | Units | 1 | 1
System | Node | Nodes | System | 325 | Voltage | 1 | 230
System | Region | Regions | System | 1 | Load | 1 | 0 | [7 empty] | timeseries_data_files\load\DA_hourly.csv | {Object}Load: DA
System | Region | Regions | System | 1 | Load | 1 | 0 | [7 empty] | timeseries_data_files\load\RT_5min.csv | {Object}Load: RT
System | Region | Regions | System | 2 | Load | 1 | 0 | [7 empty] | timeseries_data_files\load\DA_hourly.csv | {Object}Load: DA
System | Region | Regions | System | 2 | Load | 1 | 0 | [7 empty] | timeseries_data_files\load\RT_5min.csv | {Object}Load: RT
System | Region | Regions | System | 3 | Load | 1 | 0 | [7 empty] | timeseries_data_files\load\DA_hourly.csv | {Object}Load: DA
System | Region | Regions | System | 3 | Load | 1 | 0 | [7 empty] | timeseries_data_files\load\RT_5min.csv | {Object}Load: RT
System | Reserve | Reserves | System | Flex Down | Is Enabled | 1 | 0
System | Reserve | Reserves | System | Flex Down | Is Enabled | 1 | -1 | [8 empty] | {Object}Add Flex Reserves
System | Reserve | Reserves | System | Flex Down | Min Provision | 1 | 0 | [7 empty] | timeseries_data_files\reserves\DA_flexDown.csv
System | Reserve | Reserves | System | Flex Down | Mutually Exclusive | 1 | 1
System | Reserve | Reserves | System | Flex Down | Timeframe | 1 | 1200
System | Reserve | Reserves | System | Flex Down | Type | 1 | 2
System | Reserve | Reserves | System | Flex Down | VoRS | 1 | 4100
System | Reserve | Reserves | System | Flex Up | Is Enabled | 1 | 0
System | Reserve | Reserves | System | Flex Up | Is Enabled | 1 | -1 | [8 empty] | {Object}Add Flex Reserves
System | Reserve | Reserves | System | Flex Up | Min Provision | 1 | 0 | [7 empty] | timeseries_data_files\reserves\DA_flexUp.csv
System | Reserve | Reserves | System | Flex Up | Mutually Exclusive | 1 | 1
System | Reserve | Reserves | System | Flex Up | Timeframe | 1 | 1200
System | Reserve | Reserves | System | Flex Up | Type | 1 | 1
System | Reserve | Reserves | System | Flex Up | VoRS | 1 | 4100
System | Reserve | Reserves | System | Reg Down | Is Enabled | 1 | 0
System | Reserve | Reserves | System | Reg Down | Is Enabled | 1 | -1 | [8 empty] | {Object}Add Regulation Reserves
System | Reserve | Reserves | System | Reg Down | Min Provision | 1 | 0 | [7 empty] | timeseries_data_files\reserves\DA_regDown.csv
System | Reserve | Reserves | System | Reg Down | Min Provision | 1 | 0 | [7 empty] | timeseries_data_files\reserves\RT_regDown.csv | {Object}RT Run
System | Reserve | Reserves | System | Reg Down | Mutually Exclusive | 1 | 1
System | Reserve | Reserves | System | Reg Down | Timeframe | 1 | 300
System | Reserve | Reserves | System | Reg Down | Type | 1 | 2
System | Reserve | Reserves | System | Reg Down | VoRS | 1 | 3900
System | Reserve | Reserves | System | Reg Up | Is Enabled | 1 | 0
System | Reserve | Reserves | System | Reg Up | Is Enabled | 1 | -1 | [8 empty] | {Object}Add Regulation Reserves
System | Reserve | Reserves | System | Reg Up | Min Provision | 1 | 0 | [7 empty] | timeseries_data_files\reserves\DA_regUp.csv
System | Reserve | Reserves | System | Reg Up | Min Provision | 1 | 0 | [7 empty] | timeseries_data_files\reserves\RT_regUp.csv | {Object}RT Run
System | Reserve | Reserves | System | Reg Up | Mutually Exclusive | 1 | 1
System | Reserve | Reserves | System | Reg Up | Timeframe | 1 | 300
System | Reserve | Reserves | System | Reg Up | Type | 1 | 1
System | Reserve | Reserves | System | Reg Up | VoRS | 1 | 3900
System | Reserve | Reserves | System | Spin Up | Is Enabled | 1 | 0
System | Reserve | Reserves | System | Spin Up | Is Enabled | 1 | -1 | [8 empty] | {Object}Add Spin Up
System | Reserve | Reserves | System | Spin Up | Mutually Exclusive | 1 | 1
System | Reserve | Reserves | System | Spin Up | Timeframe | 1 | 600
System | Reserve | Reserves | System | Spin Up | Type | 1 | 1
System | Reserve | Reserves | System | Spin Up | VoRS | 1 | 4000
System | Storage | Storages | System | CSP_Storage_104_csp | Natural Inflow | 1 | 0 | [7 empty] | timeseries_data_files\wind_pv_rtpv\DA_pv.csv | {Object}CSP: DA
System | Storage | Storages | System | CSP_Storage_104_csp | Natural Inflow | 1 | 0 | [7 empty] | timeseries_data_files\wind_pv_rtpv\RT_pv.csv | {Object}CSP: RT

## Reports
object | parent_class | child_class | collection | property | phase_id | report_period | report_summary | report_statistics | report_samples
Default Report | System | Battery | Batteries | Generation | 4 | TRUE | TRUE | FALSE | FALSE
Default Report | System | Battery | Batteries | Load | 4 | TRUE | TRUE | FALSE | FALSE
Default Report | System | Battery | Batteries | Net Generation | 4 | TRUE | TRUE | FALSE | FALSE
Default Report | System | Battery | Batteries | SoC | 4 | TRUE | TRUE | FALSE | FALSE
Default Report | System | Constraint | Constraints | Hours Binding | 4 | TRUE | TRUE | FALSE | FALSE
Default Report | System | Constraint | Constraints | Price | 4 | TRUE | TRUE | FALSE | FALSE
Default Report | System | Decision Variable | Decision Variables | Reduced Cost | 4 | TRUE | TRUE | FALSE | FALSE
Default Report | System | Decision Variable | Decision Variables | Value | 4 | TRUE | TRUE | FALSE | FALSE
Default Report | System | Emission | Emissions | Production | 4 | TRUE | TRUE | FALSE | FALSE
Default Report | System | Fuel | Fuels | Cost | 4 | TRUE | TRUE | FALSE | FALSE
Default Report | System | Fuel | Fuels | Offtake | 4 | TRUE | TRUE | FALSE | FALSE
Default Report | System | Fuel | Fuels | Price | 4 | TRUE | TRUE | FALSE | FALSE
Default Report | System | Fuel | Fuels | Time-weighted Price | 4 | TRUE | TRUE | FALSE | FALSE
Default Report | System | Generator | Generators | Available Capacity | 4 | TRUE | TRUE | FALSE | FALSE
Default Report | System | Generator | Generators | Emissions Cost | 4 | TRUE | TRUE | FALSE | FALSE
Default Report | System | Generator | Generators | Fuel Cost | 4 | TRUE | TRUE | FALSE | FALSE
Default Report | System | Generator | Generators | Fuel Transport Cost | 4 | TRUE | TRUE | FALSE | FALSE
Default Report | System | Generator | Generators | Generation | 4 | TRUE | TRUE | FALSE | FALSE
Default Report | System | Generator | Generators | Generation Cost | 4 | TRUE | TRUE | FALSE | FALSE
Default Report | System | Generator | Generators | Installed Capacity | 4 | TRUE | TRUE | FALSE | FALSE
Default Report | System | Generator | Generators | Net Revenue | 4 | TRUE | TRUE | FALSE | FALSE
Default Report | System | Generator | Generators | Offer Cleared | 4 | TRUE | FALSE | FALSE | FALSE
Default Report | System | Generator | Generators | Offer Price | 4 | TRUE | FALSE | FALSE | FALSE
Default Report | System | Generator | Generators | Offer Quantity | 4 | TRUE | FALSE | FALSE | FALSE
Default Report | System | Generator | Generators | Pool Revenue | 4 | TRUE | TRUE | FALSE | FALSE
Default Report | System | Generator | Generators | Price Received | 4 | TRUE | TRUE | FALSE | FALSE
Default Report | System | Generator | Generators | SRMC | 4 | TRUE | TRUE | FALSE | FALSE
Default Report | System | Generator | Generators | Start & Shutdown Cost | 4 | TRUE | TRUE | FALSE | FALSE
Default Report | System | Generator | Generators | Total Generation Cost | 4 | TRUE | TRUE | FALSE | FALSE
Default Report | System | Generator | Generators | Units Generating | 4 | TRUE | FALSE | FALSE | FALSE
Default Report | System | Generator | Generators | VO&M Cost | 4 | TRUE | TRUE | FALSE | FALSE
Default Report | System | Hub | Hubs | Price | 4 | TRUE | TRUE | FALSE | FALSE
Default Report | System | Interface | Interfaces | Flow | 4 | TRUE | TRUE | FALSE | FALSE
Default Report | System | Line | Lines | Export Limit | 4 | TRUE | TRUE | FALSE | FALSE
Default Report | System | Line | Lines | Flow | 4 | TRUE | TRUE | FALSE | FALSE
Default Report | System | Line | Lines | Import Limit | 4 | TRUE | TRUE | FALSE | FALSE
Default Report | System | Maintenance | Maintenances | Cost | 4 | TRUE | TRUE | FALSE | FALSE
Default Report | System | Maintenance | Maintenances | Hours Active | 4 | TRUE | TRUE | FALSE | FALSE
Default Report | System | Maintenance | Maintenances | Outage | 4 | TRUE | TRUE | FALSE | FALSE
Default Report | System | Market | Markets | Price | 4 | TRUE | TRUE | FALSE | FALSE
Default Report | System | Market | Markets | Purchases | 4 | TRUE | TRUE | FALSE | FALSE
Default Report | System | Market | Markets | Sales | 4 | TRUE | TRUE | FALSE | FALSE
Default Report | System | Physical Contract | Physical Contracts | Generation | 4 | TRUE | TRUE | TRUE | TRUE
Default Report | System | Physical Contract | Physical Contracts | Load | 4 | TRUE | TRUE | TRUE | TRUE
Default Report | System | Purchaser | Purchasers | Load | 4 | TRUE | TRUE | TRUE | TRUE
Default Report | System | Region | Regions | Cost to Load | 4 | TRUE | TRUE | FALSE | FALSE
Default Report | System | Region | Regions | Dump Energy | 4 | TRUE | TRUE | FALSE | FALSE
Default Report | System | Region | Regions | Exports | 4 | TRUE | TRUE | FALSE | FALSE
Default Report | System | Region | Regions | Generation | 4 | TRUE | TRUE | FALSE | FALSE
Default Report | System | Region | Regions | Generation Cost | 4 | TRUE | TRUE | FALSE | FALSE
Default Report | System | Region | Regions | Generator Pool Revenue | 4 | TRUE | TRUE | FALSE | FALSE
Default Report | System | Region | Regions | Imports | 4 | TRUE | TRUE | FALSE | FALSE
Default Report | System | Region | Regions | Load | 4 | TRUE | TRUE | FALSE | FALSE
Default Report | System | Region | Regions | Net Interchange | 4 | TRUE | TRUE | FALSE | FALSE
Default Report | System | Region | Regions | Price | 4 | TRUE | TRUE | FALSE | FALSE
Default Report | System | Region | Regions | Settlement Surplus | 4 | TRUE | TRUE | FALSE | FALSE
Default Report | System | Region | Regions | Total Generation Cost | 4 | TRUE | TRUE | FALSE | FALSE
Default Report | System | Region | Regions | Unserved Energy | 4 | TRUE | TRUE | FALSE | FALSE
Default Report | System | Reserve | Reserves | Provision | 4 | TRUE | TRUE | FALSE | FALSE
Default Report | System | Reserve | Reserves | Shortage | 4 | TRUE | TRUE | FALSE | FALSE
Default Report | System | Storage | Storages | End Volume | 4 | TRUE | TRUE | FALSE | FALSE
Default Report | System | Storage | Storages | Inflow | 4 | TRUE | TRUE | FALSE | FALSE
Default Report | System | Storage | Storages | Initial Volume | 4 | TRUE | TRUE | FALSE | FALSE
Default Report | System | Storage | Storages | Release | 4 | TRUE | TRUE | FALSE | FALSE
Default Report | System | Variable | Variables | Value | 4 | TRUE | TRUE | FALSE | FALSE
Default Report | System | Waterway | Waterways | Flow | 4 | TRUE | TRUE | FALSE | FALSE
Default Report | System | Zone | Zones | Cost to Load | 4 | TRUE | TRUE | FALSE | FALSE
Default Report | System | Zone | Zones | Dump Energy | 4 | TRUE | TRUE | FALSE | FALSE
Default Report | System | Zone | Zones | Exports | 4 | TRUE | TRUE | FALSE | FALSE
Default Report | System | Zone | Zones | Generation | 4 | TRUE | TRUE | FALSE | FALSE
Default Report | System | Zone | Zones | Generator Pool Revenue | 4 | TRUE | TRUE | FALSE | FALSE
Default Report | System | Zone | Zones | Imports | 4 | TRUE | TRUE | FALSE | FALSE
Default Report | System | Zone | Zones | Load | 4 | TRUE | TRUE | FALSE | FALSE
Default Report | System | Zone | Zones | Net Interchange | 4 | TRUE | TRUE | FALSE | FALSE
Default Report | System | Zone | Zones | Price | 4 | TRUE | TRUE | FALSE | FALSE
Default Report | System | Zone | Zones | Settlement Surplus | 4 | TRUE | TRUE | FALSE | FALSE
Default Report | System | Zone | Zones | Unserved Energy | 4 | TRUE | TRUE | FALSE | FALSE
Default Report | System | Zone | Zones | Unserved Energy | 4 | TRUE | TRUE | FALSE | FALSE